## Swan Island Lagoon Header
State of Oregon Department of Environmental Quality
Portland Harbor Stormwater Strategy Update
Appendix C2 – Swan Island Lagoon Focus Area Contaminant Load Analysis Spreadsheets

## Loading
Rainfall Data |  |  |  | Contributing Sites
Low | 25 | inches |  | ECSI # | Site Name | Manager | Data Available | SCM Implementation Descriptions
High | 60 | inches |  |  | City of Portland |  | DA: OFM-1,OFM-2, OFM-3,OFS-1,OFS-2
Average | 45 | inches |  | 271 | Portland Shipyard OU1/Vigor | David Lacey | DA | 2009 Storm line cleanout & dry dock BMPs; 2013 BMPs; 2014 partial treatment – Additional SCMs needed (OU1)
mid | 36 | inches |  | 5685 | EWH,LLC (Service steel) | Alex | DA | 2013-2014 Storm line cleanout, BMPs - additional SCMs needed – Being installed under permit requirements in 2017
|  |  |  | 1430 | Estey(Automatic Vending) | NA | ND
Total Pervious | 28.4 | Acres |  | 115 | Freightliner Parts Manufacturing Plant – 5400 N BASIN AVE | Paul Seidel | DA/1200Z | 2007 Storm line cleanout; 2007 & 2012 1200Z BMPs - additional SCMs needed – SCD drafted in 2017
Total Impervious | 559.5 | Acres |  | 2366 | Freightliner - Truck Manufacturing Plant – 6936 N FATHOM ST | Erin McDonnell | DA | 2016 Infiltration installed for ½ the site and additional treatment components and 1200Z BMPs-SCD 2017 in draft
Total Area | 588 | Acres |  | 260 | Office Depot Island Holdings | NA | ND
Ia | 0.95153 | Acres |  | 1840 | GI Trucking | NA | ND
|  |  |  | 4461 | Lynden Farms (ATC Leasing) | NA | ND
Rv Calculation |  |  |  | 3807 | Roadway Express |  | ND
Rv= | 0.90638 |  |  | 2365 | Fred Devine : Goes to outfall M-1 | Alex Liverman | DA | 2010 BMP’s
|  |  |  | 5109 | US Navy Reserve | NA | ND
Annual Runoff Calculation |  |  |  | 1338 | US DOT CG - Marine Safety Station – 6767 N Basin Ave. | Raymond Hoy | DA | 2013-15 Storm line cleanout, BMPs – Additional BMPs in 2017
Rlow= | 20.3935 | inches
Rhigh= | 48.9444 | inches
Raverage= | 36.7083 | inches
mid | 29.3666 | inches
Average 2012-2017 Concentrations |  |  | 2017 Avg concentration | up to 2010 Avg concentration
Total Zinc | 0.33945 | mg/l | 0.29354 | 0.25729
Total PAHs | 0.00062811 | mg/l | 0.000812 | 0.00085
TSS | 31.0585 | mg/l | 26.5416
BEHP | 0.0031814 | mg/l | 0.00193 | 0.00551
Total PCBs | 9.8125e-05 | mg/l | 9.623e-05 | 0.00016
Load (lbs/year)
| Zinc | PAHS | TSS | BEHP | Total PCBs
Low | 919.9387 | 1.7022 | 84170.1289 | 8.6218 | 0.26592
High | 2207.8529 | 4.0853 | 202008.3094 | 20.6924 | 0.63822
Average | 1655.8897 | 3.064 | 151506.2321 | 15.5193 | 0.47866
2017 Avg | 1431.9149 | 3.961 | 129472.203 | 9.4147 | 0.46942
2017 Low | 795.5083 | 2.2006 | 71929.0017 | 5.2304 | 0.26079
up to 2010 | 1255.0841 | 4.1464 |  | 26.8783 | 0.78049
mid 2017 | 1145.5319 | 3.1688 |  | 7.5318 | 0.37553
mid up to 2010 | 1004.0673 | 3.3171 |  | 21.5026 | 0.6244
Load(kg/year)
| Zinc | PAHS | TSS | BEHP | Total PCBs
Low | 417.2768 | 0.77211 | 38178.8971 | 3.9108 | 0.12062
High | 1001.4644 | 1.8531 | 91629.3531 | 9.3859 | 0.28949
Average | 751.0983 | 1.3898 | 68722.0148 | 7.0394 | 0.21712
2017 Avg | 649.5052 | 1.7967 | 58727.5555 | 4.2704 | 0.21292
2017 Low | 360.8362 | 0.99816 | 32626.4197 | 2.3725 | 0.11829
up to 2010 | 569.2961 | 1.8808 |  | 12.1918 | 0.35403
mid 2017 | 519.6041 | 1.4373 |  | 3.4164 | 0.17034
mid up to 2010 | 455.4369 | 1.5046 |  | 9.7534 | 0.28322

## Zinc
ECSI # | Site Name | Number of Total Data Points Available | Percentage of Total
| City of Portland | 4 | 0.86957 |  |  | Averages by Year
271 | Portland Shipyard OU1/Vigor | 146 | 31.7391 |  |  | Year | Average | Number of Data Points |  | Averages before/After
5685 | EWH,LLC (Service steel) | 87 | 18.913 |  |  | Before 2010 | 257.2857 | 28 |  | Year | Average
1430 | Estey(Automatic Vending) | None Available | NA |  |  | 2010 | NA | 0 |  | 2011-2009 | 256.4667
115 | Freightliner Parts Manufacturing Plant – 5400 N BASIN AVE | 103 | 22.3913 |  |  | 2011 | 245 | 2 |  | 2012-2017 | 339.4544
2366 | Freightliner - Truck Manufacturing Plant – 6936 N FATHOM ST | 65 | 14.1304 |  |  | 2012 | 267.8246 | 57
260 | Office Depot Island Holdings | None Available | NA |  |  | 2013 | 466.4221 | 77
1840 | GI Trucking | 12 | 2.6087 |  |  | 2014 | 300.1426 | 115
4461 | Lynden Farms (ATC Leasing) | None Available | NA |  |  | 2015 | 386.9038 | 80
3807 | Roadway Express | 4 | 0.86957 |  |  | 2016 | 287.8259 | 58
2365 | Fred Devine : Goes to outfall M-1 | 4 | 0.86957 |  |  | 2017 | 293.5419 | 43
5109 | US Navy Reserve | None Available | NA
1338 | US DOT CG - Marine Safety Station – 6767 N Basin Ave. | 35 | 7.6087
Total | Total | 460
RecordID | DataFileID | Facility | Project | Medium | Analyte | FractionAnalyzed | Result_AsText | Result_LessOrGreaterThan | Micrograms/liter | ResultValue | Units | SampleCollectionLocation | SampleCollectionDate | ResultDate | OtherNotes | DataQuality | ResultType
10400 | 5 | Fred Devine Diving and Salvage Co. – 6211 N Ensign St. | Rank-Order Curve Graphs | Stormwater | Zinc | Total | 299 ug/L |  | 299 | 299 | ug/L |  | Pre 2010 |  | Data from original version of charts; COP dataset
10380 | 5 | Fred Devine Diving and Salvage Co. – 6211 N Ensign St. | Rank-Order Curve Graphs | Stormwater | Zinc | Total | 395 ug/L |  | 395 | 395 | ug/L |  | Pre 2010 |  | Data from original version of charts; COP dataset
10435 | 5 | Freightliner Parts Manufacturing Plant – 5400 N BASIN AVE | Rank-Order Curve Graphs | Stormwater | Zinc | Total | 210 ug/L |  | 210 | 210 | ug/L |  | Pre 2010 |  | Data from original version of charts; COP dataset
10422 | 5 | Freightliner Parts Manufacturing Plant – 5400 N BASIN AVE | Rank-Order Curve Graphs | Stormwater | Zinc | Total | 236 ug/L |  | 236 | 236 | ug/L |  | Pre 2010 |  | Data from original version of charts; COP dataset
10413 | 5 | Freightliner Parts Manufacturing Plant – 5400 N BASIN AVE | Rank-Order Curve Graphs | Stormwater | Zinc | Total | 264 ug/L |  | 264 | 264 | ug/L |  | Pre 2010 |  | Data from original version of charts; COP dataset
10412 | 5 | Freightliner Parts Manufacturing Plant – 5400 N BASIN AVE | Rank-Order Curve Graphs | Stormwater | Zinc | Total | 266 ug/L |  | 266 | 266 | ug/L |  | Pre 2010 |  | Data from original version of charts; COP dataset
10386 | 5 | Freightliner Parts Manufacturing Plant – 5400 N BASIN AVE | Rank-Order Curve Graphs | Stormwater | Zinc | Total | 330 ug/L |  | 330 | 330 | ug/L |  | Pre 2010 |  | Data from original version of charts; COP dataset
10384 | 5 | Freightliner Parts Manufacturing Plant – 5400 N BASIN AVE | Rank-Order Curve Graphs | Stormwater | Zinc | Total | 360 ug/L |  | 360 | 360 | ug/L |  | Pre 2010 |  | Data from original version of charts; COP dataset
10531 | 5 | Freightliner Parts Manufacturing Plant – 5400 N BASIN AVE | Rank-Order Curve Graphs | Stormwater | Zinc | Total | 95 ug/L |  | 95 | 95 | ug/L |  | Pre 2010 |  | Data from original version of charts; COP dataset
9307 | 5 | Fred Devine Diving and Salvage Co. – 6211 N Ensign St. | Rank-Order Curve Graphs | Stormwater | Zinc | Total | 321 ug/L |  | 321 | 321 | ug/L | SP01 | 2007-11-16 |  | Data from original version of charts; COP dataset
9300 | 5 | Fred Devine Diving and Salvage Co. – 6211 N Ensign St. | Rank-Order Curve Graphs | Stormwater | Zinc | Total | 457 ug/L |  | 457 | 457 | ug/L | SP01 | 2007-11-28 |  | Data from original version of charts; COP dataset
9000 | 5 | Freightliner - Truck Manufacturing Plant – 6936 N FATHOM ST | Rank-Order Curve Graphs | Stormwater | Zinc | Total | 180 ug/l |  | 180 | 180 | ug/l | Fathom St. | 2008-11-20 |  | Data added to charts 3/25/15
8999 | 5 | Freightliner - Truck Manufacturing Plant – 6936 N FATHOM ST | Rank-Order Curve Graphs | Stormwater | Zinc | Total | 230 ug/l |  | 230 | 230 | ug/l | Ensign St. | 2008-11-20 |  | Data added to charts 3/25/15
8873 | 5 | US DOT CG - Marine Safety Station – 6767 N Basin Ave. | Rank-Order Curve Graphs | Stormwater | Zinc | Total | 124 ug/l |  | 124 | 124 | ug/l | CB5A | 2009-01-27 |  | Data from original version of charts; ECSI data
8870 | 5 | US DOT CG - Marine Safety Station – 6767 N Basin Ave. | Rank-Order Curve Graphs | Stormwater | Zinc | Total | 139 ug/l |  | 139 | 139 | ug/l | CB8 | 2009-01-27 |  | Data from original version of charts; ECSI data
8866 | 5 | US DOT CG - Marine Safety Station – 6767 N Basin Ave. | Rank-Order Curve Graphs | Stormwater | Zinc | Total | 174 ug/l |  | 174 | 174 | ug/l | CB5 | 2009-01-27 |  | Data from original version of charts; ECSI data
8865 | 5 | US DOT CG - Marine Safety Station – 6767 N Basin Ave. | Rank-Order Curve Graphs | Stormwater | Zinc | Total | 180 ug/l |  | 180 | 180 | ug/l | CB1 | 2009-01-27 |  | Data from original version of charts; ECSI data
8864 | 5 | US DOT CG - Marine Safety Station – 6767 N Basin Ave. | Rank-Order Curve Graphs | Stormwater | Zinc | Total | 207 ug/l |  | 207 | 207 | ug/l | CB4 | 2009-01-27 |  | Data from original version of charts; ECSI data
8863 | 5 | US DOT CG - Marine Safety Station – 6767 N Basin Ave. | Rank-Order Curve Graphs | Stormwater | Zinc | Total | 209 ug/l |  | 209 | 209 | ug/l | CB6 | 2009-01-27 |  | Data from original version of charts; ECSI data
8862 | 5 | US DOT CG - Marine Safety Station – 6767 N Basin Ave. | Rank-Order Curve Graphs | Stormwater | Zinc | Total | 233 ug/l |  | 233 | 233 | ug/l | CB2 | 2009-01-27 |  | Data from original version of charts; ECSI data
8861 | 5 | US DOT CG - Marine Safety Station – 6767 N Basin Ave. | Rank-Order Curve Graphs | Stormwater | Zinc | Total | 270 ug/l |  | 270 | 270 | ug/l | CB7 | 2009-01-27 |  | Data from original version of charts; ECSI data
8860 | 5 | US DOT CG - Marine Safety Station – 6767 N Basin Ave. | Rank-Order Curve Graphs | Stormwater | Zinc | Total | 285 ug/l |  | 285 | 285 | ug/l | CB3 | 2009-01-27 |  | Data from original version of charts; ECSI data
8738 | 5 | Freightliner - Truck Manufacturing Plant – 6936 N FATHOM ST | Rank-Order Curve Graphs | Stormwater | Zinc | Total | 250 ug/l |  | 250 | 250 | ug/l | Fathom St. | 2009-02-23 |  | Data added to charts 3/25/15
8736 | 5 | Freightliner - Truck Manufacturing Plant – 6936 N FATHOM ST | Rank-Order Curve Graphs | Stormwater | Zinc | Total | 420 ug/l |  | 420 | 420 | ug/l | Ensign St. | 2009-02-23 |  | Data added to charts 3/25/15
8571 | 5 | Freightliner - Truck Manufacturing Plant – 6936 N FATHOM ST | Rank-Order Curve Graphs | Stormwater | Zinc | Total | 150 ug/l |  | 150 | 150 | ug/l | Fathom St. | 2009-05-04 |  | Data added to charts 3/25/15
8570 | 5 | Freightliner - Truck Manufacturing Plant – 6936 N FATHOM ST | Rank-Order Curve Graphs | Stormwater | Zinc | Total | 340 ug/l |  | 340 | 340 | ug/l | Ensign St. | 2009-05-04 |  | Data added to charts 3/25/15
8444 | 5 | Freightliner - Truck Manufacturing Plant – 6936 N FATHOM ST | Rank-Order Curve Graphs | Stormwater | Zinc | Total | 210 ug/l |  | 210 | 210 | ug/l | Ensign St. | 2009-09-30 |  | Data added to charts 3/25/15
8443 | 5 | Freightliner - Truck Manufacturing Plant – 6936 N FATHOM ST | Rank-Order Curve Graphs | Stormwater | Zinc | Total | 370 ug/l |  | 370 | 370 | ug/l | Fathom St. | 2009-09-30 |  | Data added to charts 3/25/15
7738 | 5 | Freightliner - Truck Manufacturing Plant – 6936 N FATHOM ST | Rank-Order Curve Graphs | Stormwater | Zinc | Total | 172 ug/l |  | 172 | 172 | ug/l | Fathom St. | 2011-03-09 |  | Data added to charts 3/25/15
7737 | 5 | Freightliner - Truck Manufacturing Plant – 6936 N FATHOM ST | Rank-Order Curve Graphs | Stormwater | Zinc | Total | 318 ug/l |  | 318 | 318 | ug/l | Ensign St. | 2011-03-09 |  | Data added to charts 3/25/15
57395 | 19 | US DOT CG - Marine Safety Station – 6767 N Basin Ave. | Source Control Data | Stormwater | Zinc | Total | 32 ug/l |  | 32 | 32 | ug/l | 4 | 2012-02-24
57389 | 19 | US DOT CG - Marine Safety Station – 6767 N Basin Ave. | Source Control Data | Stormwater | Zinc | Total | 65 ug/l |  | 65 | 65 | ug/l | 3 | 2012-02-24
57383 | 19 | US DOT CG - Marine Safety Station – 6767 N Basin Ave. | Source Control Data | Stormwater | Zinc | Total | 129 ug/l |  | 129 | 129 | ug/l | 2 | 2012-02-24
57376 | 19 | US DOT CG - Marine Safety Station – 6767 N Basin Ave. | Source Control Data | Stormwater | Zinc | Total | 761 ug/l |  | 761 | 761 | ug/l | 1 | 2012-02-24
57396 | 19 | US DOT CG - Marine Safety Station – 6767 N Basin Ave. | Source Control Data | Stormwater | Zinc | Total | 72 ug/l |  | 72 | 72 | ug/l | 4 | 2012-02-28
57384 | 19 | US DOT CG - Marine Safety Station – 6767 N Basin Ave. | Source Control Data | Stormwater | Zinc | Total | 124 ug/l |  | 124 | 124 | ug/l | 2 | 2012-02-28
57390 | 19 | US DOT CG - Marine Safety Station – 6767 N Basin Ave. | Source Control Data | Stormwater | Zinc | Total | 199 ug/l |  | 199 | 199 | ug/l | 3 | 2012-02-28
57377 | 19 | US DOT CG - Marine Safety Station – 6767 N Basin Ave. | Source Control Data | Stormwater | Zinc | Total | 484 ug/l |  | 484 | 484 | ug/l | 1 | 2012-02-28
57397 | 19 | US DOT CG - Marine Safety Station – 6767 N Basin Ave. | Source Control Data | Stormwater | Zinc | Total | 22 ug/l |  | 22 | 22 | ug/l | 4 | 2012-03-05
57385 | 19 | US DOT CG - Marine Safety Station – 6767 N Basin Ave. | Source Control Data | Stormwater | Zinc | Total | 84 ug/l |  | 84 | 84 | ug/l | 2 | 2012-03-05
57398 | 19 | US DOT CG - Marine Safety Station – 6767 N Basin Ave. | Source Control Data | Stormwater | Zinc | Total | 47 ug/l |  | 47 | 47 | ug/l | 4 | 2012-03-12
57386 | 19 | US DOT CG - Marine Safety Station – 6767 N Basin Ave. | Source Control Data | Stormwater | Zinc | Total | 66 ug/l |  | 66 | 66 | ug/l | 2 | 2012-03-12
57391 | 19 | US DOT CG - Marine Safety Station – 6767 N Basin Ave. | Source Control Data | Stormwater | Zinc | Total | 100 ug/l |  | 100 | 100 | ug/l | 3 | 2012-05-03
57378 | 19 | US DOT CG - Marine Safety Station – 6767 N Basin Ave. | Source Control Data | Stormwater | Zinc | Total | 230 ug/l |  | 230 | 230 | ug/l | 1 | 2012-05-03
23539 | 7 | VIGOR INDUSTRIAL – 5555 N CHANNEL AVE BLDG 71 | 1200-Z | Stormwater | Zinc | Total | 0.2 mg/L |  | 200 | 200 | ug/l | 4 | 2012-10-15 |  | tester: self
23537 | 7 | VIGOR INDUSTRIAL – 5555 N CHANNEL AVE BLDG 71 | 1200-Z | Stormwater | Zinc | Total | 0.3 mg/L |  | 300 | 300 | ug/l | 6 | 2012-10-15 |  | tester: self
23533 | 7 | VIGOR INDUSTRIAL – 5555 N CHANNEL AVE BLDG 71 | 1200-Z | Stormwater | Zinc | Total | 0.6 mg/L |  | 600 | 600 | ug/l | 5 | 2012-10-15 |  | tester: self
23531 | 7 | VIGOR INDUSTRIAL – 5555 N CHANNEL AVE BLDG 71 | 1200-Z | Stormwater | Zinc | Total | 0.7 mg/L |  | 700 | 700 | ug/l | 1 | 2012-10-15 |  | tester: self
23530 | 7 | VIGOR INDUSTRIAL – 5555 N CHANNEL AVE BLDG 71 | 1200-Z | Stormwater | Zinc | Total | 1 mg/L |  | 1000 | 1000 | ug/l | 3 | 2012-10-15 |  | tester: self
23529 | 7 | VIGOR INDUSTRIAL – 5555 N CHANNEL AVE BLDG 71 | 1200-Z | Stormwater | Zinc | Total | 1 mg/L |  | 1000 | 1000 | ug/l | 7 | 2012-10-15 |  | tester: self
23527 | 7 | VIGOR INDUSTRIAL – 5555 N CHANNEL AVE BLDG 71 | 1200-Z | Stormwater | Zinc | Total | 2 mg/L |  | 2000 | 2000 | ug/l | 2 | 2012-10-15 |  | tester: self
23299 | 7 | EWH, LLC – 5555 N CHANNEL AVE, BLDG 2 | 1200-Z | Stormwater | Zinc | Total | 0.11 mg/L |  | 110 | 110 | ug/l | MP-1 | 2012-10-22 |  | tester: self
23296 | 7 | EWH, LLC – 5555 N CHANNEL AVE, BLDG 2 | 1200-Z | Stormwater | Zinc | Total | 0.14 mg/L |  | 140 | 140 | ug/l | MP-2 | 2012-10-22 |  | tester: self
23294 | 7 | EWH, LLC – 5555 N CHANNEL AVE, BLDG 2 | 1200-Z | Stormwater | Zinc | Total | 0.21 mg/L |  | 210 | 210 | ug/l | MP-4 | 2012-10-22 |  | tester: self
23289 | 7 | EWH, LLC – 5555 N CHANNEL AVE, BLDG 2 | 1200-Z | Stormwater | Zinc | Total | 0.34 mg/L |  | 340 | 340 | ug/l | MP-3 | 2012-10-22 |  | tester: self
22777 | 7 | Roadway Express – 6845 N CUTTER CIR | 1200-Z | Stormwater | Zinc | Total | 0.071 mg/L |  | 71 | 71 | ug/l | MH-2 | 2012-10-30 |  | tester: self
22768 | 7 | VIGOR INDUSTRIAL – 5555 N CHANNEL AVE BLDG 71 | 1200-Z | Stormwater | Zinc | Total | 0.1 mg/L |  | 100 | 100 | ug/l | 4 | 2012-10-30 |  | tester: self
21486 | 7 | Freightliner - Truck Manufacturing Plant – 6936 N FATHOM ST | 1200-Z | Stormwater | Zinc | Total | 0.097 mg/L |  | 97 | 97 | ug/l | 2 | 2012-11-17 |  | tester: self
21476 | 7 | Freightliner - Truck Manufacturing Plant – 6936 N FATHOM ST | 1200-Z | Stormwater | Zinc | Total | 0.19 mg/L |  | 190 | 190 | ug/l | 1 | 2012-11-17 |  | tester: self
21491 | 7 | Freightliner Parts Manufacturing Plant – 5400 N BASIN AVE | 1200-Z | Stormwater | Zinc | Total | 0.076 mg/L |  | 76 | 76 | ug/l | 3 | 2012-11-17 |  | tester: self
21480 | 7 | Freightliner Parts Manufacturing Plant – 5400 N BASIN AVE | 1200-Z | Stormwater | Zinc | Total | 0.12 mg/L |  | 120 | 120 | ug/l | 2 | 2012-11-17 |  | tester: self
21470 | 7 | Freightliner Parts Manufacturing Plant – 5400 N BASIN AVE | 1200-Z | Stormwater | Zinc | Total | 0.46 mg/L |  | 460 | 460 | ug/l | 1 | 2012-11-17 |  | tester: self
21489 | 7 | EWH, LLC – 5555 N CHANNEL AVE, BLDG 2 | 1200-Z | Stormwater | Zinc | Total | 0.092 mg/L |  | 92 | 92 | ug/l | MP-2 | 2012-11-17 |  | tester: self
21483 | 7 | EWH, LLC – 5555 N CHANNEL AVE, BLDG 2 | 1200-Z | Stormwater | Zinc | Total | 0.11 mg/L |  | 110 | 110 | ug/l | MP-1 | 2012-11-17 |  | tester: self
21475 | 7 | EWH, LLC – 5555 N CHANNEL AVE, BLDG 2 | 1200-Z | Stormwater | Zinc | Total | 0.22 mg/L |  | 220 | 220 | ug/l | MP-3 | 2012-11-17 |  | tester: self
21474 | 7 | EWH, LLC – 5555 N CHANNEL AVE, BLDG 2 | 1200-Z | Stormwater | Zinc | Total | 0.23 mg/L |  | 230 | 230 | ug/l | MP-4 | 2012-11-17 |  | tester: self
57392 | 19 | US DOT CG - Marine Safety Station – 6767 N Basin Ave. | Source Control Data | Stormwater | Zinc | Total | 110 ug/l |  | 110 | 110 | ug/l | 3 | 2012-12-03
57379 | 19 | US DOT CG - Marine Safety Station – 6767 N Basin Ave. | Source Control Data | Stormwater | Zinc | Total | 230 ug/l |  | 230 | 230 | ug/l | 1 | 2012-12-03
20146 | 7 | VIGOR INDUSTRIAL – 5555 N CHANNEL AVE BLDG 71 | 1200-Z | Stormwater | Zinc | Total | 0.2 mg/L |  | 200 | 200 | ug/l | 6 | 2012-12-03 |  | tester: self
20143 | 7 | VIGOR INDUSTRIAL – 5555 N CHANNEL AVE BLDG 71 | 1200-Z | Stormwater | Zinc | Total | 0.3 mg/L |  | 300 | 300 | ug/l | 4 | 2012-12-03 |  | tester: self
20142 | 7 | VIGOR INDUSTRIAL – 5555 N CHANNEL AVE BLDG 71 | 1200-Z | Stormwater | Zinc | Total | 0.4 mg/L |  | 400 | 400 | ug/l | 2 | 2012-12-03 |  | tester: self
20141 | 7 | VIGOR INDUSTRIAL – 5555 N CHANNEL AVE BLDG 71 | 1200-Z | Stormwater | Zinc | Total | 0.4 mg/L |  | 400 | 400 | ug/l | 5 | 2012-12-03 |  | tester: self
20140 | 7 | VIGOR INDUSTRIAL – 5555 N CHANNEL AVE BLDG 71 | 1200-Z | Stormwater | Zinc | Total | 0.5 mg/L |  | 500 | 500 | ug/l | 1 | 2012-12-03 |  | tester: self
20139 | 7 | VIGOR INDUSTRIAL – 5555 N CHANNEL AVE BLDG 71 | 1200-Z | Stormwater | Zinc | Total | 0.5 mg/L |  | 500 | 500 | ug/l | 7 | 2012-12-03 |  | tester: self
20138 | 7 | VIGOR INDUSTRIAL – 5555 N CHANNEL AVE BLDG 71 | 1200-Z | Stormwater | Zinc | Total | 1 mg/L |  | 1000 | 1000 | ug/l | 3 | 2012-12-03 |  | tester: self
20072 | 7 | Freightliner - Truck Manufacturing Plant – 6936 N FATHOM ST | 1200-Z | Stormwater | Zinc | Total | 0.09 mg/L |  | 90 | 90 | ug/l | 1 | 2012-12-04 |  | tester: self
20071 | 7 | Freightliner - Truck Manufacturing Plant – 6936 N FATHOM ST | 1200-Z | Stormwater | Zinc | Total | 0.11 mg/L |  | 110 | 110 | ug/l | 2 | 2012-12-04 |  | tester: self
20086 | 7 | Freightliner Parts Manufacturing Plant – 5400 N BASIN AVE | 1200-Z | Stormwater | Zinc | Total | 0.032 mg/L |  | 32 | 32 | ug/l | 2 | 2012-12-04 |  | tester: self
20085 | 7 | Freightliner Parts Manufacturing Plant – 5400 N BASIN AVE | 1200-Z | Stormwater | Zinc | Total | 0.041 mg/L |  | 41 | 41 | ug/l | 1 | 2012-12-04 |  | tester: self
20083 | 7 | Freightliner Parts Manufacturing Plant – 5400 N BASIN AVE | 1200-Z | Stormwater | Zinc | Total | 0.058 mg/L |  | 58 | 58 | ug/l | 3 | 2012-12-04 |  | tester: self
19501 | 7 | Roadway Express – 6845 N CUTTER CIR | 1200-Z | Stormwater | Zinc | Total | 0.054 mg/L |  | 54 | 54 | ug/l | MH-2 | 2012-12-11 |  | tester: self
19498 | 7 | GI Trucking – 5820 N BASIN AVE | 1200-Z | Stormwater | Zinc | Total | 0.0781 mg/L |  | 78.1 | 78.1 | ug/l | SW1 | 2012-12-11 |  | tester: self
19497 | 7 | GI Trucking – 5820 N BASIN AVE | 1200-Z | Stormwater | Zinc | Total | 0.0948 mg/L |  | 94.8 | 94.8 | ug/l | SW2 | 2012-12-11 |  | tester: self
19493 | 7 | GI Trucking – 5820 N BASIN AVE | 1200-Z | Stormwater | Zinc | Total | 0.119 mg/L |  | 119 | 119 | ug/l | CB 1-5 | 2012-12-11 |  | tester: self
18156 | 7 | GI Trucking – 5820 N BASIN AVE | 1200-Z | Stormwater | Zinc | Total | 0.0301 mg/L |  | 30.1 | 30.1 | ug/l | CB 1-5 | 2012-12-26 |  | tester: self
18153 | 7 | GI Trucking – 5820 N BASIN AVE | 1200-Z | Stormwater | Zinc | Total | 0.0546 mg/L |  | 54.6 | 54.6 | ug/l | SW1 | 2012-12-26 |  | tester: self
18150 | 7 | GI Trucking – 5820 N BASIN AVE | 1200-Z | Stormwater | Zinc | Total | 0.0834 mg/L |  | 83.4 | 83.4 | ug/l | SW2 | 2012-12-26 |  | tester: self
17672 | 7 | VIGOR INDUSTRIAL – 5555 N CHANNEL AVE BLDG 71 | 1200-Z | Stormwater | Zinc | Total | 0.2 mg/L |  | 200 | 200 | ug/l | 4 | 2013-01-29 |  | tester: self
17292 | 7 | GI Trucking – 5820 N BASIN AVE | 1200-Z | Stormwater | Zinc | Total | 0.0748 mg/L |  | 74.8 | 74.8 | ug/l | SW1 | 2013-02-22 |  | tester: self
17290 | 7 | GI Trucking – 5820 N BASIN AVE | 1200-Z | Stormwater | Zinc | Total | 0.0757 mg/L |  | 75.7 | 75.7 | ug/l | CB 1-5 | 2013-02-22 |  | tester: self
17277 | 7 | GI Trucking – 5820 N BASIN AVE | 1200-Z | Stormwater | Zinc | Total | 0.115 mg/L |  | 115 | 115 | ug/l | SW2 | 2013-02-22 |  | tester: self
17270 | 7 | Freightliner - Truck Manufacturing Plant – 6936 N FATHOM ST | 1200-Z | Stormwater | Zinc | Total | 0.15 mg/L |  | 150 | 150 | ug/l | 1 | 2013-02-22 |  | tester: self
17264 | 7 | Freightliner - Truck Manufacturing Plant – 6936 N FATHOM ST | 1200-Z | Stormwater | Zinc | Total | 0.18 mg/L |  | 180 | 180 | ug/l | 2 | 2013-02-22 |  | tester: self
17302 | 7 | EWH, LLC – 5555 N CHANNEL AVE, BLDG 2 | 1200-Z | Stormwater | Zinc | Total | 0.0515 mg/L |  | 51.5 | 51.5 | ug/l | MP-1 | 2013-02-22 |  | tester: self
17267 | 7 | EWH, LLC – 5555 N CHANNEL AVE, BLDG 2 | 1200-Z | Stormwater | Zinc | Total | 0.172 mg/L |  | 172 | 172 | ug/l | MP-4 | 2013-02-22 |  | tester: self
17253 | 7 | EWH, LLC – 5555 N CHANNEL AVE, BLDG 2 | 1200-Z | Stormwater | Zinc | Total | 0.264 mg/L |  | 264 | 264 | ug/l | MP-3 | 2013-02-22 |  | tester: self
17252 | 7 | EWH, LLC – 5555 N CHANNEL AVE, BLDG 2 | 1200-Z | Stormwater | Zinc | Total | 0.267 mg/L |  | 267 | 267 | ug/l | MP-2 | 2013-02-22 |  | tester: self
17260 | 7 | VIGOR INDUSTRIAL – 5555 N CHANNEL AVE BLDG 71 | 1200-Z | Stormwater | Zinc | Total | 0.2 mg/L |  | 200 | 200 | ug/l | 6 | 2013-02-22 |  | tester: self
17247 | 7 | VIGOR INDUSTRIAL – 5555 N CHANNEL AVE BLDG 71 | 1200-Z | Stormwater | Zinc | Total | 0.3 mg/L |  | 300 | 300 | ug/l | 4 | 2013-02-22 |  | tester: self
17235 | 7 | VIGOR INDUSTRIAL – 5555 N CHANNEL AVE BLDG 71 | 1200-Z | Stormwater | Zinc | Total | 0.5 mg/L |  | 500 | 500 | ug/l | 5 | 2013-02-22 |  | tester: self
17231 | 7 | VIGOR INDUSTRIAL – 5555 N CHANNEL AVE BLDG 71 | 1200-Z | Stormwater | Zinc | Total | 0.6 mg/L |  | 600 | 600 | ug/l | 2 | 2013-02-22 |  | tester: self
17226 | 7 | VIGOR INDUSTRIAL – 5555 N CHANNEL AVE BLDG 71 | 1200-Z | Stormwater | Zinc | Total | 0.7 mg/L |  | 700 | 700 | ug/l | 1 | 2013-02-22 |  | tester: self
17225 | 7 | VIGOR INDUSTRIAL – 5555 N CHANNEL AVE BLDG 71 | 1200-Z | Stormwater | Zinc | Total | 0.7 mg/L |  | 700 | 700 | ug/l | 2 | 2013-02-22 |  | tester: self
17222 | 7 | VIGOR INDUSTRIAL – 5555 N CHANNEL AVE BLDG 71 | 1200-Z | Stormwater | Zinc | Total | 0.8 mg/L |  | 800 | 800 | ug/l | 1 | 2013-02-22 |  | tester: self
17215 | 7 | VIGOR INDUSTRIAL – 5555 N CHANNEL AVE BLDG 71 | 1200-Z | Stormwater | Zinc | Total | 1 mg/L |  | 1000 | 1000 | ug/l | 7 | 2013-02-22 |  | tester: self
17198 | 7 | VIGOR INDUSTRIAL – 5555 N CHANNEL AVE BLDG 71 | 1200-Z | Stormwater | Zinc | Total | 3 mg/L |  | 3000 | 3000 | ug/l | 3 | 2013-02-22 |  | tester: self
17195 | 7 | VIGOR INDUSTRIAL – 5555 N CHANNEL AVE BLDG 71 | 1200-Z | Stormwater | Zinc | Total | 4 mg/L |  | 4000 | 4000 | ug/l | 3 | 2013-02-22 |  | tester: self
16034 | 7 | Freightliner Parts Manufacturing Plant – 5400 N BASIN AVE | 1200-Z | Stormwater | Zinc | Total | 0.11 mg/L |  | 110 | 110 | ug/l | 1 | 2013-03-05 |  | tester: self
16032 | 7 | Freightliner Parts Manufacturing Plant – 5400 N BASIN AVE | 1200-Z | Stormwater | Zinc | Total | 0.16 mg/L |  | 160 | 160 | ug/l | 2 | 2013-03-05 |  | tester: self
16031 | 7 | Freightliner Parts Manufacturing Plant – 5400 N BASIN AVE | 1200-Z | Stormwater | Zinc | Total | 0.16 mg/L |  | 160 | 160 | ug/l | 3 | 2013-03-05 |  | tester: self
15356 | 7 | Freightliner - Truck Manufacturing Plant – 6936 N FATHOM ST | 1200-Z | Stormwater | Zinc | Total | 0.042 mg/L |  | 42 | 42 | ug/l | 1 | 2013-03-19 |  | tester: self
15346 | 7 | Freightliner - Truck Manufacturing Plant – 6936 N FATHOM ST | 1200-Z | Stormwater | Zinc | Total | 0.32 mg/L |  | 320 | 320 | ug/l | 2 | 2013-03-19 |  | tester: self
15172 | 7 | Freightliner Parts Manufacturing Plant – 5400 N BASIN AVE | 1200-Z | Stormwater | Zinc | Total | 0.16 mg/L |  | 160 | 160 | ug/l | 2 | 2013-03-20 |  | tester: self
15162 | 7 | Freightliner Parts Manufacturing Plant – 5400 N BASIN AVE | 1200-Z | Stormwater | Zinc | Total | 0.29 mg/L |  | 290 | 290 | ug/l | 1 | 2013-03-20 |  | tester: self
15161 | 7 | Freightliner Parts Manufacturing Plant – 5400 N BASIN AVE | 1200-Z | Stormwater | Zinc | Total | 0.3 mg/L |  | 300 | 300 | ug/l | 3 | 2013-03-20 |  | tester: self
15179 | 7 | EWH, LLC – 5555 N CHANNEL AVE, BLDG 2 | 1200-Z | Stormwater | Zinc | Total | 0.112 mg/L |  | 112 | 112 | ug/l | MP-1 | 2013-03-20 |  | tester: self
15175 | 7 | EWH, LLC – 5555 N CHANNEL AVE, BLDG 2 | 1200-Z | Stormwater | Zinc | Total | 0.146 mg/L |  | 146 | 146 | ug/l | MP-4 | 2013-03-20 |  | tester: self
15168 | 7 | EWH, LLC – 5555 N CHANNEL AVE, BLDG 2 | 1200-Z | Stormwater | Zinc | Total | 0.232 mg/L |  | 232 | 232 | ug/l | MP-2 | 2013-03-20 |  | tester: self
15165 | 7 | EWH, LLC – 5555 N CHANNEL AVE, BLDG 2 | 1200-Z | Stormwater | Zinc | Total | 0.269 mg/L |  | 269 | 269 | ug/l | MP-3 | 2013-03-20 |  | tester: self
14632 | 7 | VIGOR INDUSTRIAL – 5555 N CHANNEL AVE BLDG 71 | 1200-Z | Stormwater | Zinc | Total | 0.361 mg/L |  | 361 | 361 | ug/l | 4 | 2013-04-04 |  | tester: self
14631 | 7 | VIGOR INDUSTRIAL – 5555 N CHANNEL AVE BLDG 71 | 1200-Z | Stormwater | Zinc | Total | 0.382 mg/L |  | 382 | 382 | ug/l | 6 | 2013-04-04 |  | tester: self
14626 | 7 | VIGOR INDUSTRIAL – 5555 N CHANNEL AVE BLDG 71 | 1200-Z | Stormwater | Zinc | Total | 0.554 mg/L |  | 554 | 554 | ug/l | 2 | 2013-04-04 |  | tester: self
14625 | 7 | VIGOR INDUSTRIAL – 5555 N CHANNEL AVE BLDG 71 | 1200-Z | Stormwater | Zinc | Total | 0.598 mg/L |  | 598 | 598 | ug/l | 1 | 2013-04-04 |  | tester: self
14624 | 7 | VIGOR INDUSTRIAL – 5555 N CHANNEL AVE BLDG 71 | 1200-Z | Stormwater | Zinc | Total | 0.604 mg/L |  | 604 | 604 | ug/l | 5 | 2013-04-04 |  | tester: self
14620 | 7 | VIGOR INDUSTRIAL – 5555 N CHANNEL AVE BLDG 71 | 1200-Z | Stormwater | Zinc | Total | 0.703 mg/L |  | 703 | 703 | ug/l | 7 | 2013-04-04 |  | tester: self
14611 | 7 | VIGOR INDUSTRIAL – 5555 N CHANNEL AVE BLDG 71 | 1200-Z | Stormwater | Zinc | Total | 1.71 mg/L |  | 1710 | 1710 | ug/l | 3 | 2013-04-04 |  | tester: self
14218 | 7 | Roadway Express – 6845 N CUTTER CIR | 1200-Z | Stormwater | Zinc | Total | 0.099 mg/L |  | 99 | 99 | ug/l | MH-2 | 2013-04-10 |  | tester: self
14125 | 7 | GI Trucking – 5820 N BASIN AVE | 1200-Z | Stormwater | Zinc | Total | 0.0319 mg/L |  | 31.9 | 31.9 | ug/l | CB 1-5 | 2013-04-19 |  | tester: self
14119 | 7 | GI Trucking – 5820 N BASIN AVE | 1200-Z | Stormwater | Zinc | Total | 0.0616 mg/L |  | 61.6 | 61.6 | ug/l | SW1 | 2013-04-19 |  | tester: self
14109 | 7 | GI Trucking – 5820 N BASIN AVE | 1200-Z | Stormwater | Zinc | Total | 0.117 mg/L |  | 117 | 117 | ug/l | SW2 | 2013-04-19 |  | tester: self
13691 | 7 | Roadway Express – 6845 N CUTTER CIR | 1200-Z | Stormwater | Zinc | Total | 0.28 mg/L |  | 280 | 280 | ug/l | MH-2 | 2013-05-15 |  | tester: self
12835 | 7 | Freightliner Parts Manufacturing Plant – 5400 N BASIN AVE | 1200-Z | Stormwater | Zinc | Total | 0.12 mg/L |  | 120 | 120 | ug/l | 1 | 2013-05-22 |  | tester: self
12834 | 7 | Freightliner Parts Manufacturing Plant – 5400 N BASIN AVE | 1200-Z | Stormwater | Zinc | Total | 0.15 mg/L |  | 150 | 150 | ug/l | 2 | 2013-05-22 |  | tester: self
12833 | 7 | Freightliner Parts Manufacturing Plant – 5400 N BASIN AVE | 1200-Z | Stormwater | Zinc | Total | 0.16 mg/L |  | 160 | 160 | ug/l | 3 | 2013-05-22 |  | tester: self
35538 | 9 | VIGOR INDUSTRIAL – 5555 N CHANNEL AVE BLDG 71 | 1200-Z | Stormwater | Zinc | Total | 0.17 mg/L |  | 170 | 170 | ug/l | 6 | 2013-09-27 |  | tester: self
35414 | 9 | VIGOR INDUSTRIAL – 5555 N CHANNEL AVE BLDG 71 | 1200-Z | Stormwater | Zinc | Total | 0.482 mg/L |  | 482 | 482 | ug/l | 1 | 2013-09-27 |  | tester: self
35394 | 9 | VIGOR INDUSTRIAL – 5555 N CHANNEL AVE BLDG 71 | 1200-Z | Stormwater | Zinc | Total | 0.573 mg/L |  | 573 | 573 | ug/l | 4 | 2013-09-27 |  | tester: self
35393 | 9 | VIGOR INDUSTRIAL – 5555 N CHANNEL AVE BLDG 71 | 1200-Z | Stormwater | Zinc | Total | 0.581 mg/L |  | 581 | 581 | ug/l | 7 | 2013-09-27 |  | tester: self
35391 | 9 | VIGOR INDUSTRIAL – 5555 N CHANNEL AVE BLDG 71 | 1200-Z | Stormwater | Zinc | Total | 0.591 mg/L |  | 591 | 591 | ug/l | 5 | 2013-09-27 |  | tester: self
35386 | 9 | VIGOR INDUSTRIAL – 5555 N CHANNEL AVE BLDG 71 | 1200-Z | Stormwater | Zinc | Total | 0.651 mg/L |  | 651 | 651 | ug/l | 2 | 2013-09-27 |  | tester: self
35354 | 9 | VIGOR INDUSTRIAL – 5555 N CHANNEL AVE BLDG 71 | 1200-Z | Stormwater | Zinc | Total | 1.71 mg/L |  | 1710 | 1710 | ug/l | 3 | 2013-09-27 |  | tester: self
4989 | 5 | EWH, LLC – 5555 N CHANNEL AVE, BLDG 2 | Rank-Order Curve Graphs | Stormwater | Zinc | Total | 360 ug/l |  | 360 | 360 | ug/l | MP#3 | 2013-11-19 |  | Data added to charts 3/25/15
4988 | 5 | EWH, LLC – 5555 N CHANNEL AVE, BLDG 2 | Rank-Order Curve Graphs | Stormwater | Zinc | Total | 450 ug/l |  | 450 | 450 | ug/l | MP#1 | 2013-11-19 |  | Data added to charts 3/25/15
4987 | 5 | EWH, LLC – 5555 N CHANNEL AVE, BLDG 2 | Rank-Order Curve Graphs | Stormwater | Zinc | Total | 510 ug/l |  | 510 | 510 | ug/l | MP#4 | 2013-11-19 |  | Data added to charts 3/25/15
35598 | 9 | Freightliner - Truck Manufacturing Plant – 6936 N FATHOM ST | 1200-Z | Stormwater | Zinc | Total | 0.12 mg/L |  | 120 | 120 | ug/l | 1 | 2013-12-02 |  | tester: self
35488 | 9 | Freightliner - Truck Manufacturing Plant – 6936 N FATHOM ST | 1200-Z | Stormwater | Zinc | Total | 0.25 mg/L |  | 250 | 250 | ug/l | 2 | 2013-12-02 |  | tester: self
35850 | 9 | Freightliner - Truck Manufacturing Plant – 6936 N FATHOM ST | 1200-Z | Stormwater | Zinc | Total | 0.016 mg/L |  | 16 | 16 | ug/l | 1 | 2013-12-12 |  | tester: self
35392 | 9 | Freightliner - Truck Manufacturing Plant – 6936 N FATHOM ST | 1200-Z | Stormwater | Zinc | Total | 0.59 mg/L |  | 590 | 590 | ug/l | 2 | 2013-12-12 |  | tester: self
35522 | 9 | Freightliner Parts Manufacturing Plant – 5400 N BASIN AVE | 1200-Z | Stormwater | Zinc | Total | 0.2 mg/L |  | 200 | 200 | ug/l | 3 | 2013-12-12 |  | tester: self
35490 | 9 | Freightliner Parts Manufacturing Plant – 5400 N BASIN AVE | 1200-Z | Stormwater | Zinc | Total | 0.25 mg/L |  | 250 | 250 | ug/l | 1 | 2013-12-12 |  | tester: self
35489 | 9 | Freightliner Parts Manufacturing Plant – 5400 N BASIN AVE | 1200-Z | Stormwater | Zinc | Total | 0.25 mg/L |  | 250 | 250 | ug/l | 2 | 2013-12-12 |  | tester: self
35499 | 9 | Freightliner - Truck Manufacturing Plant – 6936 N FATHOM ST | 1200-Z | Stormwater | Zinc | Total | 0.23 mg/L |  | 230 | 230 | ug/l | 1 | 2013-12-20 |  | tester: self
35411 | 9 | Freightliner - Truck Manufacturing Plant – 6936 N FATHOM ST | 1200-Z | Stormwater | Zinc | Total | 0.49 mg/L |  | 490 | 490 | ug/l | 2 | 2013-12-20 |  | tester: self
4934 | 5 | EWH, LLC – 5555 N CHANNEL AVE, BLDG 2 | Rank-Order Curve Graphs | Stormwater | Zinc | Total | 217 ug/l |  | 217 | 217 | ug/l | MP#1 | 2013-12-20 |  | Data added to charts 3/25/15
4933 | 5 | EWH, LLC – 5555 N CHANNEL AVE, BLDG 2 | Rank-Order Curve Graphs | Stormwater | Zinc | Total | 350 ug/l |  | 350 | 350 | ug/l | MP#4 | 2013-12-20 |  | Data added to charts 3/25/15
4932 | 5 | EWH, LLC – 5555 N CHANNEL AVE, BLDG 2 | Rank-Order Curve Graphs | Stormwater | Zinc | Total | 396 ug/l |  | 396 | 396 | ug/l | MP#2 | 2013-12-20 |  | Data added to charts 3/25/15
4929 | 5 | EWH, LLC – 5555 N CHANNEL AVE, BLDG 2 | Rank-Order Curve Graphs | Stormwater | Zinc | Total | 1110 ug/l |  | 1110 | 1110 | ug/l | MP#3 | 2013-12-20 |  | Data added to charts 3/25/15
35545 | 9 | Freightliner Parts Manufacturing Plant – 5400 N BASIN AVE | 1200-Z | Stormwater | Zinc | Total | 0.164 mg/L |  | 164 | 164 | ug/l | 3 | 2013-12-23 |  | tester: self
35543 | 9 | Freightliner Parts Manufacturing Plant – 5400 N BASIN AVE | 1200-Z | Stormwater | Zinc | Total | 0.169 mg/L |  | 169 | 169 | ug/l | 1 | 2013-12-23 |  | tester: self
35482 | 9 | Freightliner Parts Manufacturing Plant – 5400 N BASIN AVE | 1200-Z | Stormwater | Zinc | Total | 0.269 mg/L |  | 269 | 269 | ug/l | 2 | 2013-12-23 |  | tester: self
4925 | 5 | EWH, LLC – 5555 N CHANNEL AVE, BLDG 2 | Rank-Order Curve Graphs | Stormwater | Zinc | Total | 483 ug/l |  | 483 | 483 | ug/l | MP#2 | 2013-12-23 |  | Data added to charts 3/25/15
35387 | 9 | Freightliner Parts Manufacturing Plant – 5400 N BASIN AVE | 1200-Z | Stormwater | Zinc | Total | 0.65 mg/L |  | 650 | 650 | ug/l | 3 | 2013-12-31 |  | tester: self
35372 | 9 | Freightliner Parts Manufacturing Plant – 5400 N BASIN AVE | 1200-Z | Stormwater | Zinc | Total | 0.95 mg/L |  | 950 | 950 | ug/l | 1 | 2013-12-31 |  | tester: self
35366 | 9 | Freightliner Parts Manufacturing Plant – 5400 N BASIN AVE | 1200-Z | Stormwater | Zinc | Total | 1.1 mg/L |  | 1100 | 1100 | ug/l | 2 | 2013-12-31 |  | tester: self
35566 | 9 | VIGOR INDUSTRIAL – 5555 N CHANNEL AVE BLDG 71 | 1200-Z | Stormwater | Zinc | Total | 0.15 mg/L |  | 150 | 150 | ug/l | 3 | 2014-01-07 |  | tester: self
35464 | 9 | VIGOR INDUSTRIAL – 5555 N CHANNEL AVE BLDG 71 | 1200-Z | Stormwater | Zinc | Total | 0.304 mg/L |  | 304 | 304 | ug/l | 6 | 2014-01-07 |  | tester: self
35410 | 9 | VIGOR INDUSTRIAL – 5555 N CHANNEL AVE BLDG 71 | 1200-Z | Stormwater | Zinc | Total | 0.492 mg/L |  | 492 | 492 | ug/l | 5 | 2014-01-07 |  | tester: self
35405 | 9 | VIGOR INDUSTRIAL – 5555 N CHANNEL AVE BLDG 71 | 1200-Z | Stormwater | Zinc | Total | 0.504 mg/L |  | 504 | 504 | ug/l | 1 | 2014-01-07 |  | tester: self
35399 | 9 | VIGOR INDUSTRIAL – 5555 N CHANNEL AVE BLDG 71 | 1200-Z | Stormwater | Zinc | Total | 0.527 mg/L |  | 527 | 527 | ug/l | 4 | 2014-01-07 |  | tester: self
35381 | 9 | VIGOR INDUSTRIAL – 5555 N CHANNEL AVE BLDG 71 | 1200-Z | Stormwater | Zinc | Total | 0.737 mg/L |  | 737 | 737 | ug/l | 7 | 2014-01-07 |  | tester: self
35375 | 9 | VIGOR INDUSTRIAL – 5555 N CHANNEL AVE BLDG 71 | 1200-Z | Stormwater | Zinc | Total | 0.837 mg/L |  | 837 | 837 | ug/l | 2 | 2014-01-07 |  | tester: self
35688 | 9 | EWH, LLC – 5555 N CHANNEL AVE, BLDG 2 | 1200-Z | Stormwater | Zinc | Total | 0.0776 mg/L |  | 77.6 | 77.6 | ug/l | MP-1 | 2014-02-11 |  | tester: self
4487 | 5 | EWH, LLC – 5555 N CHANNEL AVE, BLDG 2 | Rank-Order Curve Graphs | Stormwater | Zinc | Total | 171 ug/l |  | 171 | 171 | ug/l | MP#2 | 2014-02-11 |  | Data added to charts 3/25/15
4486 | 5 | EWH, LLC – 5555 N CHANNEL AVE, BLDG 2 | Rank-Order Curve Graphs | Stormwater | Zinc | Total | 297 ug/l |  | 297 | 297 | ug/l | MP#4 | 2014-02-11 |  | Data added to charts 3/25/15
4485 | 5 | EWH, LLC – 5555 N CHANNEL AVE, BLDG 2 | Rank-Order Curve Graphs | Stormwater | Zinc | Total | 356 ug/l |  | 356 | 356 | ug/l | MP#3 | 2014-02-11 |  | Data added to charts 3/25/15
4484 | 5 | EWH, LLC – 5555 N CHANNEL AVE, BLDG 2 | Rank-Order Curve Graphs | Stormwater | Zinc | Total | 776 ug/l |  | 776 | 776 | ug/l | MP#1 | 2014-02-11 |  | Data added to charts 3/25/15
35786 | 9 | Freightliner Parts Manufacturing Plant – 5400 N BASIN AVE | 1200-Z | Stormwater | Zinc | Total | 0.042 mg/L |  | 42 | 42 | ug/l | 1 | 2014-02-17 |  | tester: self
35729 | 9 | Freightliner Parts Manufacturing Plant – 5400 N BASIN AVE | 1200-Z | Stormwater | Zinc | Total | 0.063 mg/L |  | 63 | 63 | ug/l | 3 | 2014-02-17 |  | tester: self
35705 | 9 | Freightliner Parts Manufacturing Plant – 5400 N BASIN AVE | 1200-Z | Stormwater | Zinc | Total | 0.071 mg/L |  | 71 | 71 | ug/l | 2 | 2014-02-17 |  | tester: self
35701 | 9 | Freightliner Parts Manufacturing Plant – 5400 N BASIN AVE | 1200-Z | Stormwater | Zinc | Total | 0.0722 mg/L |  | 72.2 | 72.2 | ug/l | 1 | 2014-02-18 |  | tester: self
35700 | 9 | Freightliner Parts Manufacturing Plant – 5400 N BASIN AVE | 1200-Z | Stormwater | Zinc | Total | 0.0725 mg/L |  | 72.5 | 72.5 | ug/l | 3 | 2014-02-18 |  | tester: self
35691 | 9 | Freightliner Parts Manufacturing Plant – 5400 N BASIN AVE | 1200-Z | Stormwater | Zinc | Total | 0.0771 mg/L |  | 77.1 | 77.1 | ug/l | 2 | 2014-02-18 |  | tester: self
35822 | 9 | VIGOR INDUSTRIAL – 5555 N CHANNEL AVE BLDG 71 | 1200-Z | Stormwater | Zinc | Total | 0.032 mg/L |  | 32 | 32 | ug/l | 3 | 2014-02-19 |  | tester: self
35657 | 9 | Freightliner - Truck Manufacturing Plant – 6936 N FATHOM ST | 1200-Z | Stormwater | Zinc | Total | 0.0905 mg/L |  | 90.5 | 90.5 | ug/l | 2 | 2014-03-03 |  | tester: self
35725 | 9 | Freightliner Parts Manufacturing Plant – 5400 N BASIN AVE | 1200-Z | Stormwater | Zinc | Total | 0.064 mg/L |  | 64 | 64 | ug/l | 3 | 2014-03-05 |  | tester: self
35710 | 9 | Freightliner Parts Manufacturing Plant – 5400 N BASIN AVE | 1200-Z | Stormwater | Zinc | Total | 0.07 mg/L |  | 70 | 70 | ug/l | 1 | 2014-03-05 |  | tester: self
35709 | 9 | Freightliner Parts Manufacturing Plant – 5400 N BASIN AVE | 1200-Z | Stormwater | Zinc | Total | 0.07 mg/L |  | 70 | 70 | ug/l | 2 | 2014-03-05 |  | tester: self
35552 | 9 | Freightliner - Truck Manufacturing Plant – 6936 N FATHOM ST | 1200-Z | Stormwater | Zinc | Total | 0.16 mg/L |  | 160 | 160 | ug/l | 2 | 2014-03-28 |  | tester: self
35461 | 9 | Freightliner - Truck Manufacturing Plant – 6936 N FATHOM ST | 1200-Z | Stormwater | Zinc | Total | 0.313 mg/L |  | 313 | 313 | ug/l | 2 | 2014-03-28 |  | tester: self
35438 | 9 | Freightliner - Truck Manufacturing Plant – 6936 N FATHOM ST | 1200-Z | Stormwater | Zinc | Total | 0.366 mg/L |  | 366 | 366 | ug/l | 2 | 2014-03-28 |  | tester: self
35843 | 9 | VIGOR INDUSTRIAL – 5555 N CHANNEL AVE BLDG 71 | 1200-Z | Stormwater | Zinc | Total | 0.0229 mg/L |  | 22.9 | 22.9 | ug/l | 3 | 2014-03-28 |  | tester: self
35698 | 9 | Freightliner Parts Manufacturing Plant – 5400 N BASIN AVE | 1200-Z | Stormwater | Zinc | Total | 0.074 mg/L |  | 74 | 74 | ug/l | 2 | 2014-04-17 |  | tester: self
35668 | 9 | Freightliner Parts Manufacturing Plant – 5400 N BASIN AVE | 1200-Z | Stormwater | Zinc | Total | 0.087 mg/L |  | 87 | 87 | ug/l | 1 | 2014-04-17 |  | tester: self
35622 | 9 | Freightliner Parts Manufacturing Plant – 5400 N BASIN AVE | 1200-Z | Stormwater | Zinc | Total | 0.11 mg/L |  | 110 | 110 | ug/l | 3 | 2014-04-17 |  | tester: self
35526 | 9 | EWH, LLC – 5555 N CHANNEL AVE, BLDG 2 | 1200-Z | Stormwater | Zinc | Total | 0.194 mg/L |  | 194 | 194 | ug/l | MP-1 | 2014-04-17 |  | tester: self
4113 | 5 | EWH, LLC – 5555 N CHANNEL AVE, BLDG 2 | Rank-Order Curve Graphs | Stormwater | Zinc | Total | 202 ug/l |  | 202 | 202 | ug/l | MP#1 | 2014-04-17 |  | Data added to charts 3/25/15
35513 | 9 | EWH, LLC – 5555 N CHANNEL AVE, BLDG 2 | 1200-Z | Stormwater | Zinc | Total | 0.213 mg/L |  | 213 | 213 | ug/l | MP-2 | 2014-04-17 |  | tester: self
4112 | 5 | EWH, LLC – 5555 N CHANNEL AVE, BLDG 2 | Rank-Order Curve Graphs | Stormwater | Zinc | Total | 278 ug/l |  | 278 | 278 | ug/l | MP#2 | 2014-04-17 |  | Data added to charts 3/25/15
35457 | 9 | EWH, LLC – 5555 N CHANNEL AVE, BLDG 2 | 1200-Z | Stormwater | Zinc | Total | 0.321 mg/L |  | 321 | 321 | ug/l | MP-4 | 2014-04-17 |  | tester: self
4111 | 5 | EWH, LLC – 5555 N CHANNEL AVE, BLDG 2 | Rank-Order Curve Graphs | Stormwater | Zinc | Total | 326 ug/l |  | 326 | 326 | ug/l | MP#4 | 2014-04-17 |  | Data added to charts 3/25/15
4110 | 5 | EWH, LLC – 5555 N CHANNEL AVE, BLDG 2 | Rank-Order Curve Graphs | Stormwater | Zinc | Total | 345 ug/l |  | 345 | 345 | ug/l | MP#3 | 2014-04-17 |  | Data added to charts 3/25/15
35430 | 9 | EWH, LLC – 5555 N CHANNEL AVE, BLDG 2 | 1200-Z | Stormwater | Zinc | Total | 0.385 mg/L |  | 385 | 385 | ug/l | MP-3 | 2014-04-17 |  | tester: self
35612 | 9 | VIGOR INDUSTRIAL – 5555 N CHANNEL AVE BLDG 71 | 1200-Z | Stormwater | Zinc | Total | 0.115 mg/L |  | 115 | 115 | ug/l | 3 | 2014-04-23 |  | tester: self
35778 | 9 | Freightliner - Truck Manufacturing Plant – 6936 N FATHOM ST | 1200-Z | Stormwater | Zinc | Total | 0.0445 mg/L |  | 44.5 | 44.5 | ug/l | 2 | 2014-05-04 |  | tester: self
35670 | 9 | Freightliner - Truck Manufacturing Plant – 6936 N FATHOM ST | 1200-Z | Stormwater | Zinc | Total | 0.0866 mg/L |  | 86.6 | 86.6 | ug/l | 1 | 2014-05-04 |  | tester: self
35796 | 9 | Freightliner - Truck Manufacturing Plant – 6936 N FATHOM ST | 1200-Z | Stormwater | Zinc | Total | 0.0374 mg/L |  | 37.4 | 37.4 | ug/l | 2 | 2014-05-18 |  | tester: self
35569 | 9 | Freightliner - Truck Manufacturing Plant – 6936 N FATHOM ST | 1200-Z | Stormwater | Zinc | Total | 0.148 mg/L |  | 148 | 148 | ug/l | 1 | 2014-05-18 |  | tester: self
35603 | 9 | Freightliner Parts Manufacturing Plant – 5400 N BASIN AVE | 1200-Z | Stormwater | Zinc | Total | 0.12 mg/L |  | 120 | 120 | ug/l | 3 | 2014-05-28 |  | tester: self
35589 | 9 | Freightliner Parts Manufacturing Plant – 5400 N BASIN AVE | 1200-Z | Stormwater | Zinc | Total | 0.13 mg/L |  | 130 | 130 | ug/l | 1 | 2014-05-28 |  | tester: self
35540 | 9 | Freightliner Parts Manufacturing Plant – 5400 N BASIN AVE | 1200-Z | Stormwater | Zinc | Total | 0.17 mg/L |  | 170 | 170 | ug/l | 2 | 2014-05-28 |  | tester: self
35458 | 9 | Freightliner - Truck Manufacturing Plant – 6936 N FATHOM ST | 1200-Z | Stormwater | Zinc | Total | 0.315 mg/L |  | 315 | 315 | ug/l | 1 | 2014-06-12 |  | tester: self
35397 | 9 | Freightliner Parts Manufacturing Plant – 5400 N BASIN AVE | 1200-Z | Stormwater | Zinc | Total | 0.537 mg/L |  | 537 | 537 | ug/l | 2 | 2014-06-12 |  | tester: self
35363 | 9 | Freightliner Parts Manufacturing Plant – 5400 N BASIN AVE | 1200-Z | Stormwater | Zinc | Total | 1.13 mg/L |  | 1130 | 1130 | ug/l | 1 | 2014-06-12 |  | tester: self
35361 | 9 | Freightliner Parts Manufacturing Plant – 5400 N BASIN AVE | 1200-Z | Stormwater | Zinc | Total | 1.32 mg/L |  | 1320 | 1320 | ug/l | 3 | 2014-06-12 |  | tester: self
35849 | 9 | VIGOR INDUSTRIAL – 5555 N CHANNEL AVE BLDG 71 | 1200-Z | Stormwater | Zinc | Total | 0.0171 mg/L |  | 17.1 | 17.1 | ug/l | 3 | 2014-06-12 |  | tester: self
35432 | 9 | VIGOR INDUSTRIAL – 5555 N CHANNEL AVE BLDG 71 | 1200-Z | Stormwater | Zinc | Total | 0.377 mg/L |  | 377 | 377 | ug/l | 7 | 2014-06-12 |  | tester: self
35418 | 9 | VIGOR INDUSTRIAL – 5555 N CHANNEL AVE BLDG 71 | 1200-Z | Stormwater | Zinc | Total | 0.453 mg/L |  | 453 | 453 | ug/l | 6 | 2014-06-12 |  | tester: self
35376 | 9 | VIGOR INDUSTRIAL – 5555 N CHANNEL AVE BLDG 71 | 1200-Z | Stormwater | Zinc | Total | 0.797 mg/L |  | 797 | 797 | ug/l | 5 | 2014-06-12 |  | tester: self
35353 | 9 | VIGOR INDUSTRIAL – 5555 N CHANNEL AVE BLDG 71 | 1200-Z | Stormwater | Zinc | Total | 1.73 mg/L |  | 1730 | 1730 | ug/l | 1 | 2014-06-12 |  | tester: self
35352 | 9 | VIGOR INDUSTRIAL – 5555 N CHANNEL AVE BLDG 71 | 1200-Z | Stormwater | Zinc | Total | 1.78 mg/L |  | 1780 | 1780 | ug/l | 4 | 2014-06-12 |  | tester: self
35349 | 9 | VIGOR INDUSTRIAL – 5555 N CHANNEL AVE BLDG 71 | 1200-Z | Stormwater | Zinc | Total | 1.9 mg/L |  | 1900 | 1900 | ug/l | 2 | 2014-06-12 |  | tester: self
35576 | 9 | Freightliner Parts Manufacturing Plant – 5400 N BASIN AVE | 1200-Z | Stormwater | Zinc | Total | 0.14 mg/L |  | 140 | 140 | ug/l | 3 | 2014-06-25 |  | tester: self
35542 | 9 | Freightliner Parts Manufacturing Plant – 5400 N BASIN AVE | 1200-Z | Stormwater | Zinc | Total | 0.17 mg/L |  | 170 | 170 | ug/l | 1 | 2014-06-25 |  | tester: self
35541 | 9 | Freightliner Parts Manufacturing Plant – 5400 N BASIN AVE | 1200-Z | Stormwater | Zinc | Total | 0.17 mg/L |  | 170 | 170 | ug/l | 2 | 2014-06-25 |  | tester: self
43060 | 11 | VIGOR INDUSTRIAL – 5555 N CHANNEL AVE BLDG 71 | 1200-Z | Stormwater | Zinc | Total | 0.0313 mg/L |  | 31.3 | 0.0313 | mg/L | 03 | 2014-07-23 09:14
43076 | 11 | VIGOR INDUSTRIAL – 5555 N CHANNEL AVE BLDG 71 | 1200-Z | Stormwater | Zinc | Total | 0.355 mg/L |  | 355 | 0.355 | mg/L | 07 | 2014-07-23 11:25
43057 | 11 | VIGOR INDUSTRIAL – 5555 N CHANNEL AVE BLDG 71 | 1200-Z | Stormwater | Zinc | Total | 0.462 mg/L |  | 462 | 0.462 | mg/L | 02 | 2014-07-23 11:30
43067 | 11 | VIGOR INDUSTRIAL – 5555 N CHANNEL AVE BLDG 71 | 1200-Z | Stormwater | Zinc | Total | 0.42 mg/L |  | 420 | 0.42 | mg/L | 04 | 2014-07-23 11:45
43073 | 11 | VIGOR INDUSTRIAL – 5555 N CHANNEL AVE BLDG 71 | 1200-Z | Stormwater | Zinc | Total | 0.173 mg/L |  | 173 | 0.173 | mg/L | 06 | 2014-07-23 11:50
43054 | 11 | VIGOR INDUSTRIAL – 5555 N CHANNEL AVE BLDG 71 | 1200-Z | Stormwater | Zinc | Total | 0.578 mg/L |  | 578 | 0.578 | mg/L | 01 | 2014-07-23 11:50
43070 | 11 | VIGOR INDUSTRIAL – 5555 N CHANNEL AVE BLDG 71 | 1200-Z | Stormwater | Zinc | Total | 0.363 mg/L |  | 363 | 0.363 | mg/L | 05 | 2014-07-23 12:25
42792 | 11 | Freightliner Parts Manufacturing Plant – 5400 N BASIN AVE | 1200-Z | Stormwater | Zinc | Total | 0.306 mg/L |  | 306 | 0.306 | mg/L | 02 | 2014-09-23 16:50
42773 | 11 | Freightliner - Truck Manufacturing Plant – 6936 N FATHOM ST | 1200-Z | Stormwater | Zinc | Total | 0.488 mg/L |  | 488 | 0.488 | mg/L | 01 | 2014-09-23 16:58
42785 | 11 | Freightliner Parts Manufacturing Plant – 5400 N BASIN AVE | 1200-Z | Stormwater | Zinc | Total | 0.175 mg/L |  | 175 | 0.175 | mg/L | 01 | 2014-09-23 17:05
42779 | 11 | Freightliner - Truck Manufacturing Plant – 6936 N FATHOM ST | 1200-Z | Stormwater | Zinc | Total | 0.282 mg/L |  | 282 | 0.282 | mg/L | 02 | 2014-09-23 17:18
42799 | 11 | Freightliner Parts Manufacturing Plant – 5400 N BASIN AVE | 1200-Z | Stormwater | Zinc | Total | 0.085 mg/L |  | 85 | 0.085 | mg/L | 03 | 2014-09-23 17:30
43061 | 11 | VIGOR INDUSTRIAL – 5555 N CHANNEL AVE BLDG 71 | 1200-Z | Stormwater | Zinc | Total | 0.28 mg/L |  | 280 | 0.28 | mg/L | 03 | 2014-09-24 12:50
3796 | 5 | Freightliner - Truck Manufacturing Plant – 6936 N FATHOM ST | Rank-Order Curve Graphs | Stormwater | Zinc | Total | 156 ug/l |  | 156 | 156 | ug/l | Fathom St. | 2014-10-13 |  | Data added to charts 3/25/15
3795 | 5 | Freightliner - Truck Manufacturing Plant – 6936 N FATHOM ST | Rank-Order Curve Graphs | Stormwater | Zinc | Total | 293 ug/l |  | 293 | 293 | ug/l | Ensign St. | 2014-10-13 |  | Data added to charts 3/25/15
42774 | 11 | Freightliner - Truck Manufacturing Plant – 6936 N FATHOM ST | 1200-Z | Stormwater | Zinc | Total | 0.156 mg/L |  | 156 | 0.156 | mg/L | 01 | 2014-10-13 11:22
42780 | 11 | Freightliner - Truck Manufacturing Plant – 6936 N FATHOM ST | 1200-Z | Stormwater | Zinc | Total | 0.293 mg/L |  | 293 | 0.293 | mg/L | 02 | 2014-10-13 11:57
42800 | 11 | Freightliner Parts Manufacturing Plant – 5400 N BASIN AVE | 1200-Z | Stormwater | Zinc | Total | 0.059 mg/L |  | 59 | 0.059 | mg/L | 03 | 2014-10-15 11:20
42786 | 11 | Freightliner Parts Manufacturing Plant – 5400 N BASIN AVE | 1200-Z | Stormwater | Zinc | Total | 0.09 mg/L |  | 90 | 0.09 | mg/L | 01 | 2014-10-15 11:25
42793 | 11 | Freightliner Parts Manufacturing Plant – 5400 N BASIN AVE | 1200-Z | Stormwater | Zinc | Total | 0.19 mg/L |  | 190 | 0.19 | mg/L | 02 | 2014-10-15 11:30
43062 | 11 | VIGOR INDUSTRIAL – 5555 N CHANNEL AVE BLDG 71 | 1200-Z | Stormwater | Zinc | Total | 0.173 mg/L |  | 173 | 0.173 | mg/L | 03 | 2014-10-15 13:24
3748 | 5 | Freightliner - Truck Manufacturing Plant – 6936 N FATHOM ST | Rank-Order Curve Graphs | Stormwater | Zinc | Total | 272 ug/l |  | 272 | 272 | ug/l | Fathom St. | 2014-10-20 |  | Data added to charts 3/25/15
3749 | 5 | Freightliner - Truck Manufacturing Plant – 6936 N FATHOM ST | Rank-Order Curve Graphs | Stormwater | Zinc | Total | 75 ug/l |  | 75 | 75 | ug/l | Ensign St. | 2014-10-20 |  | Data added to charts 3/25/15
42775 | 11 | Freightliner - Truck Manufacturing Plant – 6936 N FATHOM ST | 1200-Z | Stormwater | Zinc | Total | 0.272 mg/L |  | 272 | 0.272 | mg/L | 01 | 2014-10-20 15:05
42781 | 11 | Freightliner - Truck Manufacturing Plant – 6936 N FATHOM ST | 1200-Z | Stormwater | Zinc | Total | 0.075 mg/L |  | 75 | 0.075 | mg/L | 02 | 2014-10-20 15:15
3727 | 5 | Freightliner - Truck Manufacturing Plant – 6936 N FATHOM ST | Rank-Order Curve Graphs | Stormwater | Zinc | Total | 119 ug/l |  | 119 | 119 | ug/l | Ensign St. | 2014-10-21 |  | Data added to charts 3/25/15
3726 | 5 | Freightliner - Truck Manufacturing Plant – 6936 N FATHOM ST | Rank-Order Curve Graphs | Stormwater | Zinc | Total | 133 ug/l |  | 133 | 133 | ug/l | Fathom St. | 2014-10-21 |  | Data added to charts 3/25/15
42776 | 11 | Freightliner - Truck Manufacturing Plant – 6936 N FATHOM ST | 1200-Z | Stormwater | Zinc | Total | 0.133 mg/L |  | 133 | 0.133 | mg/L | 01 | 2014-10-21 23:10
42782 | 11 | Freightliner - Truck Manufacturing Plant – 6936 N FATHOM ST | 1200-Z | Stormwater | Zinc | Total | 0.119 mg/L |  | 119 | 0.119 | mg/L | 02 | 2014-10-21 23:45
43058 | 11 | VIGOR INDUSTRIAL – 5555 N CHANNEL AVE BLDG 71 | 1200-Z | Stormwater | Zinc | Total | 0.72 mg/L |  | 720 | 0.72 | mg/L | 02 | 2014-10-22 08:50
43068 | 11 | VIGOR INDUSTRIAL – 5555 N CHANNEL AVE BLDG 71 | 1200-Z | Stormwater | Zinc | Total | 0.57 mg/L |  | 570 | 0.57 | mg/L | 04 | 2014-10-22 08:51
43055 | 11 | VIGOR INDUSTRIAL – 5555 N CHANNEL AVE BLDG 71 | 1200-Z | Stormwater | Zinc | Total | 0.493 mg/L |  | 493 | 0.493 | mg/L | 01 | 2014-10-22 09:00
43074 | 11 | VIGOR INDUSTRIAL – 5555 N CHANNEL AVE BLDG 71 | 1200-Z | Stormwater | Zinc | Total | 0.0473 mg/L |  | 47.3 | 0.0473 | mg/L | 06 | 2014-10-22 09:02
43071 | 11 | VIGOR INDUSTRIAL – 5555 N CHANNEL AVE BLDG 71 | 1200-Z | Stormwater | Zinc | Total | 0.381 mg/L |  | 381 | 0.381 | mg/L | 05 | 2014-10-22 09:27
43077 | 11 | VIGOR INDUSTRIAL – 5555 N CHANNEL AVE BLDG 71 | 1200-Z | Stormwater | Zinc | Total | 0.848 mg/L |  | 848 | 0.848 | mg/L | 07 | 2014-10-22 09:30
43063 | 11 | VIGOR INDUSTRIAL – 5555 N CHANNEL AVE BLDG 71 | 1200-Z | Stormwater | Zinc | Total | 0.0325 mg/L |  | 32.5 | 0.0325 | mg/L | 03 | 2014-10-22 09:43
42801 | 11 | Freightliner Parts Manufacturing Plant – 5400 N BASIN AVE | 1200-Z | Stormwater | Zinc | Total | 0.074 mg/L |  | 74 | 0.074 | mg/L | 03 | 2014-10-31 10:35
42787 | 11 | Freightliner Parts Manufacturing Plant – 5400 N BASIN AVE | 1200-Z | Stormwater | Zinc | Total | 0.061 mg/L |  | 61 | 0.061 | mg/L | 01 | 2014-10-31 10:40
42794 | 11 | Freightliner Parts Manufacturing Plant – 5400 N BASIN AVE | 1200-Z | Stormwater | Zinc | Total | 0.097 mg/L |  | 97 | 0.097 | mg/L | 02 | 2014-10-31 10:45
42795 | 11 | Freightliner Parts Manufacturing Plant – 5400 N BASIN AVE | 1200-Z | Stormwater | Zinc | Total | 0.177 mg/L |  | 177 | 0.177 | mg/L | 02 | 2014-11-06 08:00
42802 | 11 | Freightliner Parts Manufacturing Plant – 5400 N BASIN AVE | 1200-Z | Stormwater | Zinc | Total | 0.0667 mg/L |  | 66.7 | 0.0667 | mg/L | 03 | 2014-11-06 08:13
42788 | 11 | Freightliner Parts Manufacturing Plant – 5400 N BASIN AVE | 1200-Z | Stormwater | Zinc | Total | 0.139 mg/L |  | 139 | 0.139 | mg/L | 01 | 2014-11-06 08:13
42796 | 11 | Freightliner Parts Manufacturing Plant – 5400 N BASIN AVE | 1200-Z | Stormwater | Zinc | Total | 0.162 mg/L |  | 162 | 0.162 | mg/L | 02 | 2014-11-21 11:05
42789 | 11 | Freightliner Parts Manufacturing Plant – 5400 N BASIN AVE | 1200-Z | Stormwater | Zinc | Total | 0.0991 mg/L |  | 99.1 | 0.0991 | mg/L | 01 | 2014-11-21 11:18
42803 | 11 | Freightliner Parts Manufacturing Plant – 5400 N BASIN AVE | 1200-Z | Stormwater | Zinc | Total | 0.101 mg/L |  | 101 | 0.101 | mg/L | 03 | 2014-11-21 11:35
43064 | 11 | VIGOR INDUSTRIAL – 5555 N CHANNEL AVE BLDG 71 | 1200-Z | Stormwater | Zinc | Total | 0.93 mg/L |  | 930 | 0.93 | mg/L | 03 | 2014-11-21 16:32
42747 | 11 | EWH, LLC – 5555 N CHANNEL AVE, BLDG 2 | 1200-Z | Stormwater | Zinc | Total | 0.0478 mg/L |  | 47.8 | 0.0478 | mg/L | MP-1 | 2014-12-04 06:30
42752 | 11 | EWH, LLC – 5555 N CHANNEL AVE, BLDG 2 | 1200-Z | Stormwater | Zinc | Total | 0.197 mg/L |  | 197 | 0.197 | mg/L | MP-2 | 2014-12-04 06:55
42757 | 11 | EWH, LLC – 5555 N CHANNEL AVE, BLDG 2 | 1200-Z | Stormwater | Zinc | Total | 0.176 mg/L |  | 176 | 0.176 | mg/L | MP-3 | 2014-12-04 07:15
42762 | 11 | EWH, LLC – 5555 N CHANNEL AVE, BLDG 2 | 1200-Z | Stormwater | Zinc | Total | 0.237 mg/L |  | 237 | 0.237 | mg/L | MP-4 | 2014-12-04 07:35
43065 | 11 | VIGOR INDUSTRIAL – 5555 N CHANNEL AVE BLDG 71 | 1200-Z | Stormwater | Zinc | Total | 0.0924 mg/L |  | 92.4 | 0.0924 | mg/L | 03 | 2014-12-09 13:50
42748 | 11 | EWH, LLC – 5555 N CHANNEL AVE, BLDG 2 | 1200-Z | Stormwater | Zinc | Total | 0.0569 mg/L |  | 56.9 | 0.0569 | mg/L | MP-1 | 2014-12-18 20:55
42753 | 11 | EWH, LLC – 5555 N CHANNEL AVE, BLDG 2 | 1200-Z | Stormwater | Zinc | Total | 0.247 mg/L |  | 247 | 0.247 | mg/L | MP-2 | 2014-12-18 21:10
42758 | 11 | EWH, LLC – 5555 N CHANNEL AVE, BLDG 2 | 1200-Z | Stormwater | Zinc | Total | 0.372 mg/L |  | 372 | 0.372 | mg/L | MP-3 | 2014-12-18 21:25
42763 | 11 | EWH, LLC – 5555 N CHANNEL AVE, BLDG 2 | 1200-Z | Stormwater | Zinc | Total | 0.448 mg/L |  | 448 | 0.448 | mg/L | MP-4 | 2014-12-18 21:25
42749 | 11 | EWH, LLC – 5555 N CHANNEL AVE, BLDG 2 | 1200-Z | Stormwater | Zinc | Total | 0.0695 mg/L |  | 69.5 | 0.0695 | mg/L | MP-1 | 2015-02-05 16:20
42754 | 11 | EWH, LLC – 5555 N CHANNEL AVE, BLDG 2 | 1200-Z | Stormwater | Zinc | Total | 0.127 mg/L |  | 127 | 0.127 | mg/L | MP-2 | 2015-02-05 16:30
42759 | 11 | EWH, LLC – 5555 N CHANNEL AVE, BLDG 2 | 1200-Z | Stormwater | Zinc | Total | 0.26 mg/L |  | 260 | 0.26 | mg/L | MP-3 | 2015-02-05 16:45
42764 | 11 | EWH, LLC – 5555 N CHANNEL AVE, BLDG 2 | 1200-Z | Stormwater | Zinc | Total | 0.459 mg/L |  | 459 | 0.459 | mg/L | MP-4 | 2015-02-05 17:00
42804 | 11 | Freightliner Parts Manufacturing Plant – 5400 N BASIN AVE | 1200-Z | Stormwater | Zinc | Total | 0.039 mg/L |  | 39 | 0.039 | mg/L | 03 | 2015-02-09 11:25
42790 | 11 | Freightliner Parts Manufacturing Plant – 5400 N BASIN AVE | 1200-Z | Stormwater | Zinc | Total | 0.054 mg/L |  | 54 | 0.054 | mg/L | 01 | 2015-02-09 11:30
42797 | 11 | Freightliner Parts Manufacturing Plant – 5400 N BASIN AVE | 1200-Z | Stormwater | Zinc | Total | 0.056 mg/L |  | 56 | 0.056 | mg/L | 02 | 2015-02-09 11:35
42765 | 11 | EWH, LLC – 5555 N CHANNEL AVE, BLDG 2 | 1200-Z | Stormwater | Zinc | Total | 0.238 mg/L |  | 238 | 0.238 | mg/L | MP-4 | 2015-03-14 04:20
42766 | 11 | EWH, LLC – 5555 N CHANNEL AVE, BLDG 2 | 1200-Z | Stormwater | Zinc | Total | 0.259 mg/L |  | 259 | 0.259 | mg/L | MP-4 | 2015-03-14 04:30
42760 | 11 | EWH, LLC – 5555 N CHANNEL AVE, BLDG 2 | 1200-Z | Stormwater | Zinc | Total | 0.267 mg/L |  | 267 | 0.267 | mg/L | MP-3 | 2015-03-14 04:45
42761 | 11 | EWH, LLC – 5555 N CHANNEL AVE, BLDG 2 | 1200-Z | Stormwater | Zinc | Total | 0.236 mg/L |  | 236 | 0.236 | mg/L | MP-3 | 2015-03-14 04:55
42755 | 11 | EWH, LLC – 5555 N CHANNEL AVE, BLDG 2 | 1200-Z | Stormwater | Zinc | Total | 0.114 mg/L |  | 114 | 0.114 | mg/L | MP-2 | 2015-03-14 05:05
42756 | 11 | EWH, LLC – 5555 N CHANNEL AVE, BLDG 2 | 1200-Z | Stormwater | Zinc | Total | 0.119 mg/L |  | 119 | 0.119 | mg/L | MP-2 | 2015-03-14 05:15
42750 | 11 | EWH, LLC – 5555 N CHANNEL AVE, BLDG 2 | 1200-Z | Stormwater | Zinc | Total | 0.114 mg/L |  | 114 | 0.114 | mg/L | MP-1 | 2015-03-14 05:30
42751 | 11 | EWH, LLC – 5555 N CHANNEL AVE, BLDG 2 | 1200-Z | Stormwater | Zinc | Total | 0.0924 mg/L |  | 92.4 | 0.0924 | mg/L | MP-1 | 2015-03-14 05:40
42783 | 11 | Freightliner - Truck Manufacturing Plant – 6936 N FATHOM ST | 1200-Z | Stormwater | Zinc | Total | 0.135 mg/L |  | 135 | 0.135 | mg/L | 02 | 2015-03-23 07:15
42777 | 11 | Freightliner - Truck Manufacturing Plant – 6936 N FATHOM ST | 1200-Z | Stormwater | Zinc | Total | 0.106 mg/L |  | 106 | 0.106 | mg/L | 01 | 2015-03-23 07:25
43056 | 11 | VIGOR INDUSTRIAL – 5555 N CHANNEL AVE BLDG 71 | 1200-Z | Stormwater | Zinc | Total | 0.509 mg/L |  | 509 | 0.509 | mg/L | 01 | 2015-03-23 08:51
43059 | 11 | VIGOR INDUSTRIAL – 5555 N CHANNEL AVE BLDG 71 | 1200-Z | Stormwater | Zinc | Total | 0.356 mg/L |  | 356 | 0.356 | mg/L | 02 | 2015-03-23 08:54
43075 | 11 | VIGOR INDUSTRIAL – 5555 N CHANNEL AVE BLDG 71 | 1200-Z | Stormwater | Zinc | Total | 0.225 mg/L |  | 225 | 0.225 | mg/L | 06 | 2015-03-23 09:00
43078 | 11 | VIGOR INDUSTRIAL – 5555 N CHANNEL AVE BLDG 71 | 1200-Z | Stormwater | Zinc | Total | 0.345 mg/L |  | 345 | 0.345 | mg/L | 07 | 2015-03-23 09:00
43069 | 11 | VIGOR INDUSTRIAL – 5555 N CHANNEL AVE BLDG 71 | 1200-Z | Stormwater | Zinc | Total | 0.592 mg/L |  | 592 | 0.592 | mg/L | 04 | 2015-03-23 09:02
43072 | 11 | VIGOR INDUSTRIAL – 5555 N CHANNEL AVE BLDG 71 | 1200-Z | Stormwater | Zinc | Total | 0.528 mg/L |  | 528 | 0.528 | mg/L | 05 | 2015-03-23 09:10
42805 | 11 | Freightliner Parts Manufacturing Plant – 5400 N BASIN AVE | 1200-Z | Stormwater | Zinc | Total | 0.1 mg/L |  | 100 | 0.1 | mg/L | 03 | 2015-03-31 15:30
42791 | 11 | Freightliner Parts Manufacturing Plant – 5400 N BASIN AVE | 1200-Z | Stormwater | Zinc | Total | 0.16 mg/L |  | 160 | 0.16 | mg/L | 01 | 2015-03-31 15:35
42798 | 11 | Freightliner Parts Manufacturing Plant – 5400 N BASIN AVE | 1200-Z | Stormwater | Zinc | Total | 0.21 mg/L |  | 210 | 0.21 | mg/L | 02 | 2015-03-31 15:40
42778 | 11 | Freightliner - Truck Manufacturing Plant – 6936 N FATHOM ST | 1200-Z | Stormwater | Zinc | Total | 0.109 mg/L |  | 109 | 0.109 | mg/L | 01 | 2015-05-12 07:30
42784 | 11 | Freightliner - Truck Manufacturing Plant – 6936 N FATHOM ST | 1200-Z | Stormwater | Zinc | Total | 0.178 mg/L |  | 178 | 0.178 | mg/L | 02 | 2015-05-12 07:45
43066 | 11 | VIGOR INDUSTRIAL – 5555 N CHANNEL AVE BLDG 71 | 1200-Z | Stormwater | Zinc | Total | 0.074 mg/L |  | 74 | 0.074 | mg/L | 03 | 2015-05-12 10:06
57380 | 19 | US DOT CG - Marine Safety Station – 6767 N Basin Ave. | Source Control Data | Stormwater | Zinc | Total | 445 ug/l |  | 445 | 445 | ug/l | 2 | 2015-08-29
57373 | 19 | US DOT CG - Marine Safety Station – 6767 N Basin Ave. | Source Control Data | Stormwater | Zinc | Total | 705 ug/l |  | 705 | 705 | ug/l | 1 | 2015-08-29
47490 | 13 | VIGOR INDUSTRIAL – 5555 N CHANNEL AVE BLDG 71 | 1200-Z | Stormwater | Zinc | Total | 0.253 mg/L |  | 253 | 0.253 | mg/L | 03 | 2015-08-29 06:13
47514 | 13 | VIGOR INDUSTRIAL – 5555 N CHANNEL AVE BLDG 71 | 1200-Z | Stormwater | Zinc | Total | 1.19 mg/L |  | 1190 | 1.19 | mg/L | 01 | 2015-08-29 06:15
47495 | 13 | VIGOR INDUSTRIAL – 5555 N CHANNEL AVE BLDG 71 | 1200-Z | Stormwater | Zinc | Total | 2.22 mg/L |  | 2220 | 2.22 | mg/L | 04 | 2015-08-29 06:20
47500 | 13 | VIGOR INDUSTRIAL – 5555 N CHANNEL AVE BLDG 71 | 1200-Z | Stormwater | Zinc | Total | 2.1 mg/L |  | 2100 | 2.1 | mg/L | 05 | 2015-08-29 06:31
47505 | 13 | VIGOR INDUSTRIAL – 5555 N CHANNEL AVE BLDG 71 | 1200-Z | Stormwater | Zinc | Total | 0.403 mg/L |  | 403 | 0.403 | mg/L | 06 | 2015-08-29 06:56
47485 | 13 | VIGOR INDUSTRIAL – 5555 N CHANNEL AVE BLDG 71 | 1200-Z | Stormwater | Zinc | Total | 1.16 mg/L |  | 1160 | 1.16 | mg/L | 02 | 2015-08-29 07:03
47510 | 13 | VIGOR INDUSTRIAL – 5555 N CHANNEL AVE BLDG 71 | 1200-Z | Stormwater | Zinc | Total | 1.21 mg/L |  | 1210 | 1.21 | mg/L | 07 | 2015-08-29 08:00
47486 | 13 | VIGOR INDUSTRIAL – 5555 N CHANNEL AVE BLDG 71 | 1200-Z | Stormwater | Zinc | Total | 1.39 mg/L |  | 1390 | 1.39 | mg/L | 02 | 2015-09-17 12:50
47506 | 13 | VIGOR INDUSTRIAL – 5555 N CHANNEL AVE BLDG 71 | 1200-Z | Stormwater | Zinc | Total | 0.345 mg/L |  | 345 | 0.345 | mg/L | 06 | 2015-09-17 12:55
47496 | 13 | VIGOR INDUSTRIAL – 5555 N CHANNEL AVE BLDG 71 | 1200-Z | Stormwater | Zinc | Total | 1.08 mg/L |  | 1080 | 1.08 | mg/L | 04 | 2015-09-17 12:58
47515 | 13 | VIGOR INDUSTRIAL – 5555 N CHANNEL AVE BLDG 71 | 1200-Z | Stormwater | Zinc | Total | 0.834 mg/L |  | 834 | 0.834 | mg/L | 01 | 2015-09-17 13:01
47501 | 13 | VIGOR INDUSTRIAL – 5555 N CHANNEL AVE BLDG 71 | 1200-Z | Stormwater | Zinc | Total | 0.711 mg/L |  | 711 | 0.711 | mg/L | 05 | 2015-09-17 13:05
47491 | 13 | VIGOR INDUSTRIAL – 5555 N CHANNEL AVE BLDG 71 | 1200-Z | Stormwater | Zinc | Total | 0.139 mg/L |  | 139 | 0.139 | mg/L | 03 | 2015-09-17 13:18
57387 | 19 | US DOT CG - Marine Safety Station – 6767 N Basin Ave. | Source Control Data | Stormwater | Zinc | Total | 163 ug/l |  | 163 | 163 | ug/l | 3 | 2015-10-10
57381 | 19 | US DOT CG - Marine Safety Station – 6767 N Basin Ave. | Source Control Data | Stormwater | Zinc | Total | 228 ug/l |  | 228 | 228 | ug/l | 2 | 2015-10-10
57393 | 19 | US DOT CG - Marine Safety Station – 6767 N Basin Ave. | Source Control Data | Stormwater | Zinc | Total | 323 ug/l |  | 323 | 323 | ug/l | 4 | 2015-10-10
57374 | 19 | US DOT CG - Marine Safety Station – 6767 N Basin Ave. | Source Control Data | Stormwater | Zinc | Total | 544 ug/l |  | 544 | 544 | ug/l | 1 | 2015-10-10
57394 | 19 | US DOT CG - Marine Safety Station – 6767 N Basin Ave. | Source Control Data | Stormwater | Zinc | Total | 97 ug/l |  | 97 | 97 | ug/l | 4 | 2015-10-28
57382 | 19 | US DOT CG - Marine Safety Station – 6767 N Basin Ave. | Source Control Data | Stormwater | Zinc | Total | 110 ug/l |  | 110 | 110 | ug/l | 2 | 2015-10-28
57375 | 19 | US DOT CG - Marine Safety Station – 6767 N Basin Ave. | Source Control Data | Stormwater | Zinc | Total | 264 ug/l |  | 264 | 264 | ug/l | 1 | 2015-10-28
57388 | 19 | US DOT CG - Marine Safety Station – 6767 N Basin Ave. | Source Control Data | Stormwater | Zinc | Total | 277 ug/l |  | 277 | 277 | ug/l | 3 | 2015-10-28
47516 | 13 | VIGOR INDUSTRIAL – 5555 N CHANNEL AVE BLDG 71 | 1200-Z | Stormwater | Zinc | Total | 0.574 mg/L |  | 574 | 0.574 | mg/L | 01 | 2015-10-28 08:33
47487 | 13 | VIGOR INDUSTRIAL – 5555 N CHANNEL AVE BLDG 71 | 1200-Z | Stormwater | Zinc | Total | 0.601 mg/L |  | 601 | 0.601 | mg/L | 02 | 2015-10-28 08:35
47497 | 13 | VIGOR INDUSTRIAL – 5555 N CHANNEL AVE BLDG 71 | 1200-Z | Stormwater | Zinc | Total | 0.686 mg/L |  | 686 | 0.686 | mg/L | 04 | 2015-10-28 08:37
47507 | 13 | VIGOR INDUSTRIAL – 5555 N CHANNEL AVE BLDG 71 | 1200-Z | Stormwater | Zinc | Total | 0.27 mg/L |  | 270 | 0.27 | mg/L | 06 | 2015-10-28 08:41
47502 | 13 | VIGOR INDUSTRIAL – 5555 N CHANNEL AVE BLDG 71 | 1200-Z | Stormwater | Zinc | Total | 0.33 mg/L |  | 330 | 0.33 | mg/L | 05 | 2015-10-28 08:43
47492 | 13 | VIGOR INDUSTRIAL – 5555 N CHANNEL AVE BLDG 71 | 1200-Z | Stormwater | Zinc | Total | 0.648 mg/L |  | 648 | 0.648 | mg/L | 03 | 2015-10-28 08:50
47511 | 13 | VIGOR INDUSTRIAL – 5555 N CHANNEL AVE BLDG 71 | 1200-Z | Stormwater | Zinc | Total | 0.524 mg/L |  | 524 | 0.524 | mg/L | 07 | 2015-10-28 08:55
47228 | 13 | EWH, LLC – 5555 N CHANNEL AVE, BLDG 2 | 1200-Z | Stormwater | Zinc | Total | 2.1 mg/L |  | 2100 | 2.1 | mg/L | MP-4 | 2015-10-31 15:45
47224 | 13 | EWH, LLC – 5555 N CHANNEL AVE, BLDG 2 | 1200-Z | Stormwater | Zinc | Total | 0.19 mg/L |  | 190 | 0.19 | mg/L | MP-3 | 2015-10-31 15:55
47216 | 13 | EWH, LLC – 5555 N CHANNEL AVE, BLDG 2 | 1200-Z | Stormwater | Zinc | Total | 0.0988 mg/L |  | 98.8 | 0.0988 | mg/L | MP-1 | 2015-10-31 16:10
47220 | 13 | EWH, LLC – 5555 N CHANNEL AVE, BLDG 2 | 1200-Z | Stormwater | Zinc | Total | 0.0767 mg/L |  | 76.7 | 0.0767 | mg/L | MP-2 | 2015-10-31 16:30
47270 | 13 | Freightliner - Truck Manufacturing Plant – 6936 N FATHOM ST | 1200-Z | Stormwater | Zinc | Total | 0.0952 mg/L |  | 95.2 | 0.0952 | mg/L | 01 | 2015-11-07 13:00
47225 | 13 | EWH, LLC – 5555 N CHANNEL AVE, BLDG 2 | 1200-Z | Stormwater | Zinc | Total | 0.368 mg/L |  | 368 | 0.368 | mg/L | MP-3 | 2015-11-15 05:15
47229 | 13 | EWH, LLC – 5555 N CHANNEL AVE, BLDG 2 | 1200-Z | Stormwater | Zinc | Total | 0.466 mg/L |  | 466 | 0.466 | mg/L | MP-4 | 2015-11-15 05:30
47221 | 13 | EWH, LLC – 5555 N CHANNEL AVE, BLDG 2 | 1200-Z | Stormwater | Zinc | Total | 0.0903 mg/L |  | 90.3 | 0.0903 | mg/L | MP-2 | 2015-11-15 05:45
47217 | 13 | EWH, LLC – 5555 N CHANNEL AVE, BLDG 2 | 1200-Z | Stormwater | Zinc | Total | 0.301 mg/L |  | 301 | 0.301 | mg/L | MP-1 | 2015-11-15 06:10
47283 | 13 | Freightliner Parts Manufacturing Plant – 5400 N BASIN AVE | 1200-Z | Stormwater | Zinc | Total | 0.15 mg/L |  | 150 | 0.15 | mg/L | 02 | 2015-11-19 10:15
47278 | 13 | Freightliner Parts Manufacturing Plant – 5400 N BASIN AVE | 1200-Z | Stormwater | Zinc | Total | 0.058 mg/L |  | 58 | 0.058 | mg/L | 01 | 2015-11-19 10:18
47289 | 13 | Freightliner Parts Manufacturing Plant – 5400 N BASIN AVE | 1200-Z | Stormwater | Zinc | Total | 0.14 mg/L |  | 140 | 0.14 | mg/L | 03 | 2015-11-19 10:25
47274 | 13 | Freightliner - Truck Manufacturing Plant – 6936 N FATHOM ST | 1200-Z | Stormwater | Zinc | Total | 0.148 mg/L |  | 148 | 0.148 | mg/L | 02 | 2015-12-01 09:15
47271 | 13 | Freightliner - Truck Manufacturing Plant – 6936 N FATHOM ST | 1200-Z | Stormwater | Zinc | Total | 0.0774 mg/L |  | 77.4 | 0.0774 | mg/L | 01 | 2015-12-07 06:45
47290 | 13 | Freightliner Parts Manufacturing Plant – 5400 N BASIN AVE | 1200-Z | Stormwater | Zinc | Total | 0.048 mg/L |  | 48 | 0.048 | mg/L | 03 | 2015-12-08 10:23
47279 | 13 | Freightliner Parts Manufacturing Plant – 5400 N BASIN AVE | 1200-Z | Stormwater | Zinc | Total | 0.063 mg/L |  | 63 | 0.063 | mg/L | 01 | 2015-12-08 10:27
47284 | 13 | Freightliner Parts Manufacturing Plant – 5400 N BASIN AVE | 1200-Z | Stormwater | Zinc | Total | 0.053 mg/L |  | 53 | 0.053 | mg/L | 02 | 2015-12-08 10:30
47275 | 13 | Freightliner - Truck Manufacturing Plant – 6936 N FATHOM ST | 1200-Z | Stormwater | Zinc | Total | 0.137 mg/L |  | 137 | 0.137 | mg/L | 02 | 2015-12-17 08:00
47280 | 13 | Freightliner Parts Manufacturing Plant – 5400 N BASIN AVE | 1200-Z | Stormwater | Zinc | Total | 0.11 mg/L |  | 110 | 0.11 | mg/L | 01 | 2015-12-24 09:50
47285 | 13 | Freightliner Parts Manufacturing Plant – 5400 N BASIN AVE | 1200-Z | Stormwater | Zinc | Total | 0.17 mg/L |  | 170 | 0.17 | mg/L | 02 | 2015-12-24 09:55
47291 | 13 | Freightliner Parts Manufacturing Plant – 5400 N BASIN AVE | 1200-Z | Stormwater | Zinc | Total | 0.057 mg/L |  | 57 | 0.057 | mg/L | 03 | 2015-12-24 10:03
47218 | 13 | EWH, LLC – 5555 N CHANNEL AVE, BLDG 2 | 1200-Z | Stormwater | Zinc | Total | 0.0457 mg/L |  | 45.7 | 0.0457 | mg/L | MP-1 | 2016-01-12 15:00
47226 | 13 | EWH, LLC – 5555 N CHANNEL AVE, BLDG 2 | 1200-Z | Stormwater | Zinc | Total | 0.468 mg/L |  | 468 | 0.468 | mg/L | MP-3 | 2016-01-12 15:25
47230 | 13 | EWH, LLC – 5555 N CHANNEL AVE, BLDG 2 | 1200-Z | Stormwater | Zinc | Total | 0.218 mg/L |  | 218 | 0.218 | mg/L | MP-4 | 2016-01-12 15:40
47222 | 13 | EWH, LLC – 5555 N CHANNEL AVE, BLDG 2 | 1200-Z | Stormwater | Zinc | Total | 0.0764 mg/L |  | 76.4 | 0.0764 | mg/L | MP-2 | 2016-01-12 16:05
47276 | 13 | Freightliner - Truck Manufacturing Plant – 6936 N FATHOM ST | 1200-Z | Stormwater | Zinc | Total | 0.204 mg/L |  | 204 | 0.204 | mg/L | 02 | 2016-01-28 09:00
47272 | 13 | Freightliner - Truck Manufacturing Plant – 6936 N FATHOM ST | 1200-Z | Stormwater | Zinc | Total | 0.129 mg/L |  | 129 | 0.129 | mg/L | 01 | 2016-01-28 09:35
47517 | 13 | VIGOR INDUSTRIAL – 5555 N CHANNEL AVE BLDG 71 | 1200-Z | Stormwater | Zinc | Total | 0.47 mg/L |  | 470 | 0.47 | mg/L | 01 | 2016-01-28 10:15
47498 | 13 | VIGOR INDUSTRIAL – 5555 N CHANNEL AVE BLDG 71 | 1200-Z | Stormwater | Zinc | Total | 0.624 mg/L |  | 624 | 0.624 | mg/L | 04 | 2016-01-28 10:15
47503 | 13 | VIGOR INDUSTRIAL – 5555 N CHANNEL AVE BLDG 71 | 1200-Z | Stormwater | Zinc | Total | 0.728 mg/L |  | 728 | 0.728 | mg/L | 05 | 2016-01-28 10:25
47508 | 13 | VIGOR INDUSTRIAL – 5555 N CHANNEL AVE BLDG 71 | 1200-Z | Stormwater | Zinc | Total | 0.264 mg/L |  | 264 | 0.264 | mg/L | 06 | 2016-01-28 10:31
47488 | 13 | VIGOR INDUSTRIAL – 5555 N CHANNEL AVE BLDG 71 | 1200-Z | Stormwater | Zinc | Total | 0.38 mg/L |  | 380 | 0.38 | mg/L | 02 | 2016-01-28 10:39
47512 | 13 | VIGOR INDUSTRIAL – 5555 N CHANNEL AVE BLDG 71 | 1200-Z | Stormwater | Zinc | Total | 1.2 mg/L |  | 1200 | 1.2 | mg/L | 07 | 2016-01-28 10:45
47493 | 13 | VIGOR INDUSTRIAL – 5555 N CHANNEL AVE BLDG 71 | 1200-Z | Stormwater | Zinc | Total | 0.118 mg/L |  | 118 | 0.118 | mg/L | 03 | 2016-01-28 13:14
47219 | 13 | EWH, LLC – 5555 N CHANNEL AVE, BLDG 2 | 1200-Z | Stormwater | Zinc | Total | 0.308 mg/L |  | 308 | 0.308 | mg/L | MP-1 | 2016-02-04 10:30
47231 | 13 | EWH, LLC – 5555 N CHANNEL AVE, BLDG 2 | 1200-Z | Stormwater | Zinc | Total | 0.247 mg/L |  | 247 | 0.247 | mg/L | MP-4 | 2016-02-04 10:40
47227 | 13 | EWH, LLC – 5555 N CHANNEL AVE, BLDG 2 | 1200-Z | Stormwater | Zinc | Total | 0.422 mg/L |  | 422 | 0.422 | mg/L | MP-3 | 2016-02-04 10:50
47223 | 13 | EWH, LLC – 5555 N CHANNEL AVE, BLDG 2 | 1200-Z | Stormwater | Zinc | Total | 0.0853 mg/L |  | 85.3 | 0.0853 | mg/L | MP-2 | 2016-02-04 11:05
47286 | 13 | Freightliner Parts Manufacturing Plant – 5400 N BASIN AVE | 1200-Z | Stormwater | Zinc | Total | 0.081 mg/L |  | 81 | 0.081 | mg/L | 02 | 2016-03-01 09:55
47281 | 13 | Freightliner Parts Manufacturing Plant – 5400 N BASIN AVE | 1200-Z | Stormwater | Zinc | Total | 0.083 mg/L |  | 83 | 0.083 | mg/L | 01 | 2016-03-01 10:00
47292 | 13 | Freightliner Parts Manufacturing Plant – 5400 N BASIN AVE | 1200-Z | Stormwater | Zinc | Total | 0.053 mg/L |  | 53 | 0.053 | mg/L | 03 | 2016-03-01 10:12
47494 | 13 | VIGOR INDUSTRIAL – 5555 N CHANNEL AVE BLDG 71 | 1200-Z | Stormwater | Zinc | Total | 0.579 mg/L |  | 579 | 0.579 | mg/L | 03 | 2016-03-01 13:05
47513 | 13 | VIGOR INDUSTRIAL – 5555 N CHANNEL AVE BLDG 71 | 1200-Z | Stormwater | Zinc | Total | 0.656 mg/L |  | 656 | 0.656 | mg/L | 07 | 2016-03-01 13:05
47499 | 13 | VIGOR INDUSTRIAL – 5555 N CHANNEL AVE BLDG 71 | 1200-Z | Stormwater | Zinc | Total | 0.548 mg/L |  | 548 | 0.548 | mg/L | 04 | 2016-03-01 13:26
47484 | 13 | VIGOR INDUSTRIAL – 5555 N CHANNEL AVE BLDG 71 | 1200-Z | Stormwater | Zinc | Total | 0.633 mg/L |  | 633 | 0.633 | mg/L | 01 | 2016-03-01 13:28
47504 | 13 | VIGOR INDUSTRIAL – 5555 N CHANNEL AVE BLDG 71 | 1200-Z | Stormwater | Zinc | Total | 0.443 mg/L |  | 443 | 0.443 | mg/L | 05 | 2016-03-01 13:35
47489 | 13 | VIGOR INDUSTRIAL – 5555 N CHANNEL AVE BLDG 71 | 1200-Z | Stormwater | Zinc | Total | 0.504 mg/L |  | 504 | 0.504 | mg/L | 02 | 2016-03-01 13:42
47509 | 13 | VIGOR INDUSTRIAL – 5555 N CHANNEL AVE BLDG 71 | 1200-Z | Stormwater | Zinc | Total | 0.223 mg/L |  | 223 | 0.223 | mg/L | 06 | 2016-03-01 13:57
83598 | 26 | City of Portland Outfalls | Source Control Data | Stormwater | Zinc | Total | 87.9 ug/l |  | 87.9 | 87.9 | ug/l | M-2 | 2016-03-09
47293 | 13 | Freightliner Parts Manufacturing Plant – 5400 N BASIN AVE | 1200-Z | Stormwater | Zinc | Total | 0.065 mg/L |  | 65 | 0.065 | mg/L | 03 | 2016-04-03 21:40
47282 | 13 | Freightliner Parts Manufacturing Plant – 5400 N BASIN AVE | 1200-Z | Stormwater | Zinc | Total | 0.23 mg/L |  | 230 | 0.23 | mg/L | 01 | 2016-04-03 21:45
47287 | 13 | Freightliner Parts Manufacturing Plant – 5400 N BASIN AVE | 1200-Z | Stormwater | Zinc | Total | 0.33 mg/L |  | 330 | 0.33 | mg/L | 02 | 2016-04-03 21:50
47277 | 13 | Freightliner - Truck Manufacturing Plant – 6936 N FATHOM ST | 1200-Z | Stormwater | Zinc | Total | 0.218 mg/L |  | 218 | 0.218 | mg/L | 02 | 2016-04-12 20:26
47273 | 13 | Freightliner - Truck Manufacturing Plant – 6936 N FATHOM ST | 1200-Z | Stormwater | Zinc | Total | 0.197 mg/L |  | 197 | 0.197 | mg/L | 01 | 2016-06-02 06:10
47288 | 13 | Freightliner Parts Manufacturing Plant – 5400 N BASIN AVE | 1200-Z | Stormwater | Zinc | Total | 0.179 mg/L |  | 179 | 0.179 | mg/L | 02 | 2016-06-10 12:58
99762 | 15 | Freightliner - Truck Manufacturing Plant – 6936 N FATHOM ST | 1200-Z | Stormwater | zinc | Total | 0.836 ug/l |  | 504 | 0.504 | mg/L | 01 | 2016-07-22 06:30
83599 | 26 | City of Portland Outfalls | Source Control Data | Stormwater | Zinc | Total | 45.5 ug/l |  | 45.5 | 45.5 | ug/l | M-2 | 2016-09-17
83600 | 26 | City of Portland Outfalls | Source Control Data | Stormwater | Zinc | Total | 61.2 ug/l |  | 61.2 | 61.2 | ug/l | M-2 | 2016-10-13
99764 | 15 | Freightliner - Truck Manufacturing Plant – 6936 N FATHOM ST | 1200-Z | Stormwater | zinc | Total | 0.491 ug/l |  | 163 | 0.163 | mg/L | 02 | 2016-10-13 02:54
99660 | 15 | EWH, LLC – 5555 N CHANNEL AVE, BLDG 2 | 1200-Z | Stormwater | zinc | Total | 0.000915 ug/l |  | 69.9 | 0.0699 | mg/L | MP-1 | 2016-10-13 06:10
99671 | 15 | EWH, LLC – 5555 N CHANNEL AVE, BLDG 2 | 1200-Z | Stormwater | zinc | Total | < 0.05 ug/l |  | 139 | 0.139 | mg/L | MP-4 | 2016-10-13 06:45
99664 | 15 | EWH, LLC – 5555 N CHANNEL AVE, BLDG 2 | 1200-Z | Stormwater | zinc | Total | 0.519 ug/l |  | 62.6 | 0.0626 | mg/L | MP-2 | 2016-10-13 07:10
99792 | 15 | Freightliner Parts Manufacturing Plant – 5400 N BASIN AVE | 1200-Z | Stormwater | zinc | Total | 0.035 ug/l |  | 35 | 0.035 | mg/L | 03 | 2016-10-15 12:35
99782 | 15 | Freightliner Parts Manufacturing Plant – 5400 N BASIN AVE | 1200-Z | Stormwater | zinc | Total | 0.0004 ug/l |  | 180 | 0.18 | mg/L | 01 | 2016-10-15 12:40
99788 | 15 | Freightliner Parts Manufacturing Plant – 5400 N BASIN AVE | 1200-Z | Stormwater | zinc | Total | 0.423 ug/l |  | 70 | 0.07 | mg/L | 02 | 2016-10-15 12:45
102940 | 15 | VIGOR INDUSTRIAL – 5555 N CHANNEL AVE BLDG 71 | 1200-Z | Stormwater | zinc | Total | 5.24 ug/l |  | 423 | 0.423 | mg/L | 04 | 2016-10-26 10:55
103059 | 15 | VIGOR INDUSTRIAL – 5555 N CHANNEL AVE BLDG 71 | 1200-Z | Stormwater | zinc | Total | 0.366 ug/l |  | 976 | 0.976 | mg/L | 05 | 2016-10-26 11:08
103206 | 15 | VIGOR INDUSTRIAL – 5555 N CHANNEL AVE BLDG 71 | 1200-Z | Stormwater | zinc | Total | < 0.000952 ug/l |  | 80.3 | 0.0803 | mg/L | 02 | 2016-10-26 14:39
103074 | 15 | VIGOR INDUSTRIAL – 5555 N CHANNEL AVE BLDG 71 | 1200-Z | Stormwater | zinc | Total | 0.261 ug/l |  | 208 | 0.208 | mg/L | 06 | 2016-10-26 14:45
99661 | 15 | EWH, LLC – 5555 N CHANNEL AVE, BLDG 2 | 1200-Z | Stormwater | zinc | Total | < 0.05 ug/l |  | 236 | 0.236 | mg/L | MP-1 | 2016-11-25 08:25
99668 | 15 | EWH, LLC – 5555 N CHANNEL AVE, BLDG 2 | 1200-Z | Stormwater | zinc | Total | 0.0376 ug/l |  | 649 | 0.649 | mg/L | MP-3 | 2016-11-25 08:45
99665 | 15 | EWH, LLC – 5555 N CHANNEL AVE, BLDG 2 | 1200-Z | Stormwater | zinc | Total | 0.287 ug/l |  | 59.1 | 0.0591 | mg/L | MP-2 | 2016-11-25 08:55
99765 | 15 | Freightliner - Truck Manufacturing Plant – 6936 N FATHOM ST | 1200-Z | Stormwater | zinc | Total | 0.0983 ug/l |  | 200 | 0.2 | mg/L | 02 | 2016-12-02 07:15
102910 | 15 | VIGOR INDUSTRIAL – 5555 N CHANNEL AVE BLDG 71 | 1200-Z | Stormwater | zinc | Total | < 0.000952 ug/l |  | 181 | 0.181 | mg/L | 02 | 2016-12-05 09:35
103062 | 15 | VIGOR INDUSTRIAL – 5555 N CHANNEL AVE BLDG 71 | 1200-Z | Stormwater | zinc | Total | 0.0195 ug/l |  | 415 | 0.415 | mg/L | 05 | 2016-12-05 09:54
102947 | 15 | VIGOR INDUSTRIAL – 5555 N CHANNEL AVE BLDG 71 | 1200-Z | Stormwater | zinc | Total | 4.86 ug/l |  | 455 | 0.455 | mg/L | 04 | 2016-12-05 10:00
99783 | 15 | Freightliner Parts Manufacturing Plant – 5400 N BASIN AVE | 1200-Z | Stormwater | zinc | Total | 0.0151 ug/l |  | 220 | 0.22 | mg/L | 01 | 2016-12-19 07:25
99793 | 15 | Freightliner Parts Manufacturing Plant – 5400 N BASIN AVE | 1200-Z | Stormwater | zinc | Total | < 0.05 ug/l |  | 92 | 0.092 | mg/L | 03 | 2016-12-19 07:30
99789 | 15 | Freightliner Parts Manufacturing Plant – 5400 N BASIN AVE | 1200-Z | Stormwater | zinc | Total | 0.408 ug/l |  | 72 | 0.072 | mg/L | 02 | 2016-12-19 07:35
103066 | 15 | VIGOR INDUSTRIAL – 5555 N CHANNEL AVE BLDG 71 | 1200-Z | Stormwater | zinc | Total | 0.779 ug/l |  | 321 | 0.321 | mg/L | 05 | 2017-01-20 11:30
102951 | 15 | VIGOR INDUSTRIAL – 5555 N CHANNEL AVE BLDG 71 | 1200-Z | Stormwater | zinc | Total | 2.37 ug/l |  | 577 | 0.577 | mg/L | 04 | 2017-01-20 11:42
103188 | 15 | VIGOR INDUSTRIAL – 5555 N CHANNEL AVE BLDG 71 | 1200-Z | Stormwater | zinc | Total | < 0.000952 ug/l |  | 341 | 0.341 | mg/L | 01 | 2017-01-20 11:48
103089 | 15 | VIGOR INDUSTRIAL – 5555 N CHANNEL AVE BLDG 71 | 1200-Z | Stormwater | zinc | Total | 0.0395 ug/l |  | 403 | 0.403 | mg/L | 07 | 2017-01-20 14:30
103078 | 15 | VIGOR INDUSTRIAL – 5555 N CHANNEL AVE BLDG 71 | 1200-Z | Stormwater | zinc | Total | 0.0893 ug/l |  | 357 | 0.357 | mg/L | 06 | 2017-01-20 15:12
102919 | 15 | VIGOR INDUSTRIAL – 5555 N CHANNEL AVE BLDG 71 | 1200-Z | Stormwater | zinc | Total | < 0.000714 ug/l |  | 334 | 0.334 | mg/L | 02 | 2017-01-20 15:23
102929 | 15 | VIGOR INDUSTRIAL – 5555 N CHANNEL AVE BLDG 71 | 1200-Z | Stormwater | zinc | Total | < 0.0002 ug/l |  | 562 | 0.562 | mg/L | 03 | 2017-02-06 12:30
83601 | 26 | City of Portland Outfalls | Source Control Data | Stormwater | Zinc | Total | 63.7 ug/l |  | 63.7 | 63.7 | ug/l | M-2 | 2017-02-08
103196 | 15 | VIGOR INDUSTRIAL – 5555 N CHANNEL AVE BLDG 71 | 1200-Z | Stormwater | zinc | Total | < 0.000952 ug/l |  | 327 | 0.327 | mg/L | 01 | 2017-02-09 10:30
102955 | 15 | VIGOR INDUSTRIAL – 5555 N CHANNEL AVE BLDG 71 | 1200-Z | Stormwater | zinc | Total | 0.276 ug/l |  | 180 | 0.18 | mg/L | 04 | 2017-02-09 10:34
103082 | 15 | VIGOR INDUSTRIAL – 5555 N CHANNEL AVE BLDG 71 | 1200-Z | Stormwater | zinc | Total | 0.066 ug/l |  | 189 | 0.189 | mg/L | 06 | 2017-02-09 10:52
103070 | 15 | VIGOR INDUSTRIAL – 5555 N CHANNEL AVE BLDG 71 | 1200-Z | Stormwater | zinc | Total | 0.341 ug/l |  | 361 | 0.361 | mg/L | 05 | 2017-02-09 11:02
103093 | 15 | VIGOR INDUSTRIAL – 5555 N CHANNEL AVE BLDG 71 | 1200-Z | Stormwater | zinc | Total | < 0.05 ug/l |  | 488 | 0.488 | mg/L | 07 | 2017-02-09 12:04
103175 | 15 | VIGOR INDUSTRIAL – 5555 N CHANNEL AVE BLDG 71 | 1200-Z | Stormwater | zinc | Total | 0.327 ug/l |  | 276 | 0.276 | mg/L | 09 | 2017-02-09 12:47
99763 | 15 | Freightliner - Truck Manufacturing Plant – 6936 N FATHOM ST | 1200-Z | Stormwater | zinc | Total | 0.562 ug/l |  | 204 | 0.204 | mg/L | 01 | 2017-02-09 12:50
103132 | 15 | VIGOR INDUSTRIAL – 5555 N CHANNEL AVE BLDG 71 | 1200-Z | Stormwater | zinc | Total | 0.831 ug/l |  | 902 | 0.902 | mg/L | 08 | 2017-02-09 13:15
99672 | 15 | EWH, LLC – 5555 N CHANNEL AVE, BLDG 2 | 1200-Z | Stormwater | zinc | Total | < 0.05 ug/l |  | 223 | 0.223 | mg/L | MP-4 | 2017-02-15 18:25
99669 | 15 | EWH, LLC – 5555 N CHANNEL AVE, BLDG 2 | 1200-Z | Stormwater | zinc | Total | 0.031 ug/l |  | 1190 | 1.19 | mg/L | MP-3 | 2017-02-15 18:50
99662 | 15 | EWH, LLC – 5555 N CHANNEL AVE, BLDG 2 | 1200-Z | Stormwater | zinc | Total | < 0.05 ug/l |  | 96.3 | 0.0963 | mg/L | MP-1 | 2017-02-15 19:05
99666 | 15 | EWH, LLC – 5555 N CHANNEL AVE, BLDG 2 | 1200-Z | Stormwater | zinc | Total | 0.181 ug/l |  | 71.8 | 0.0718 | mg/L | MP-2 | 2017-02-15 19:30
99766 | 15 | Freightliner - Truck Manufacturing Plant – 6936 N FATHOM ST | 1200-Z | Stormwater | zinc | Total | 0.0125 ug/l |  | 111 | 0.111 | mg/L | 02 | 2017-03-13 12:20
99794 | 15 | Freightliner Parts Manufacturing Plant – 5400 N BASIN AVE | 1200-Z | Stormwater | zinc | Total | 1.31 ug/l |  | 41.1 | 0.0411 | mg/L | 03 | 2017-03-21 10:05
99790 | 15 | Freightliner Parts Manufacturing Plant – 5400 N BASIN AVE | 1200-Z | Stormwater | zinc | Total | 0.205 ug/l |  | 31.9 | 0.0319 | mg/L | 02 | 2017-03-21 10:12
99784 | 15 | Freightliner Parts Manufacturing Plant – 5400 N BASIN AVE | 1200-Z | Stormwater | zinc | Total | 0.0123 ug/l |  | 97.7 | 0.0977 | mg/L | 01 | 2017-03-21 10:25
99767 | 15 | Freightliner - Truck Manufacturing Plant – 6936 N FATHOM ST | 1200-Z | Stormwater | zinc | Total | 0.00554 ug/l |  | 163 | 0.163 | mg/L | 02 | 2017-04-06 10:10
99795 | 15 | Freightliner Parts Manufacturing Plant – 5400 N BASIN AVE | 1200-Z | Stormwater | zinc | Total | 0.455 ug/l |  | 56.1 | 0.0561 | mg/L | 03 | 2017-04-07 11:37
99785 | 15 | Freightliner Parts Manufacturing Plant – 5400 N BASIN AVE | 1200-Z | Stormwater | zinc | Total | 0.00751 ug/l |  | 146 | 0.146 | mg/L | 01 | 2017-04-07 11:45
99791 | 15 | Freightliner Parts Manufacturing Plant – 5400 N BASIN AVE | 1200-Z | Stormwater | zinc | Total | 0.0585 ug/l |  | 47.9 | 0.0479 | mg/L | 02 | 2017-04-07 11:50
99673 | 15 | EWH, LLC – 5555 N CHANNEL AVE, BLDG 2 | 1200-Z | Stormwater | zinc | Total | 1.65 ug/l |  | 466 | 0.466 | mg/L | MP-4 | 2017-04-24 09:50
99670 | 15 | EWH, LLC – 5555 N CHANNEL AVE, BLDG 2 | 1200-Z | Stormwater | zinc | Total | 0.000551 ug/l |  | 638 | 0.638 | mg/L | MP-3 | 2017-04-24 10:00
99663 | 15 | EWH, LLC – 5555 N CHANNEL AVE, BLDG 2 | 1200-Z | Stormwater | zinc | Total | 1.7 ug/l |  | 78.6 | 0.0786 | mg/L | MP-1 | 2017-04-24 10:10
99667 | 15 | EWH, LLC – 5555 N CHANNEL AVE, BLDG 2 | 1200-Z | Stormwater | zinc | Total | 0.112 ug/l |  | 84.6 | 0.0846 | mg/L | MP-2 | 2017-04-24 10:20
102963 | 15 | VIGOR INDUSTRIAL – 5555 N CHANNEL AVE BLDG 71 | 1200-Z | Stormwater | zinc | Total | 0.21 ug/l |  | 160 | 0.16 | mg/L | 04 | 2017-04-24 11:40
102986 | 15 | VIGOR INDUSTRIAL – 5555 N CHANNEL AVE BLDG 71 | 1200-Z | Stormwater | zinc | Total | 0.144 ug/l |  | 169 | 0.169 | mg/L | 04 | 2017-04-24 11:42
102995 | 15 | VIGOR INDUSTRIAL – 5555 N CHANNEL AVE BLDG 71 | 1200-Z | Stormwater | zinc | Total | 0.0695 ug/l |  | 303 | 0.303 | mg/L | 04 | 2017-05-05 10:22
103006 | 15 | VIGOR INDUSTRIAL – 5555 N CHANNEL AVE BLDG 71 | 1200-Z | Stormwater | zinc | Total | 0.0145 ug/l |  | 313 | 0.313 | mg/L | 04 | 2017-05-05 10:23
103017 | 15 | VIGOR INDUSTRIAL – 5555 N CHANNEL AVE BLDG 71 | 1200-Z | Stormwater | zinc | Total | < 0.05 ug/l |  | 304 | 0.304 | mg/L | 04 | 2017-05-05 10:24
103028 | 15 | VIGOR INDUSTRIAL – 5555 N CHANNEL AVE BLDG 71 | 1200-Z | Stormwater | zinc | Total | 0.852 ug/l |  | 573 | 0.573 | mg/L | 04 | 2017-05-11 10:40
103040 | 15 | VIGOR INDUSTRIAL – 5555 N CHANNEL AVE BLDG 71 | 1200-Z | Stormwater | zinc | Total | 0.835 ug/l |  | 569 | 0.569 | mg/L | 04 | 2017-05-11 10:41
103051 | 15 | VIGOR INDUSTRIAL – 5555 N CHANNEL AVE BLDG 71 | 1200-Z | Stormwater | zinc | Total | 0.47 ug/l |  | 575 | 0.575 | mg/L | 04 | 2017-05-11 10:42
99786 | 15 | Freightliner Parts Manufacturing Plant – 5400 N BASIN AVE | 1200-Z | Stormwater | zinc | Total | 0.00738 ug/l |  | 125 | 0.125 | mg/L | 01 | 2017-06-08 09:13
99787 | 15 | Freightliner Parts Manufacturing Plant – 5400 N BASIN AVE | 1200-Z | Stormwater | zinc | Total | < 0.05 ug/l |  | 87.5 | 0.0875 | mg/L | 01 | 2017-06-15 14:42
102935 | 15 | VIGOR INDUSTRIAL – 5555 N CHANNEL AVE BLDG 71 | 1200-Z | Stormwater | zinc | Total | 103 ug/l |  | 15.1 | 0.0151 | mg/L | 03 | 2017-06-21 13:56

## New PAHs
ECSI # | Site Name | Number of Total Data Points Available | Percentage of Total
| City of Portland | 4 | 3.6697 |  |  |  | Year | Average | Data Points |  |  | Averages before/After
271 | Portland Shipyard OU1/Vigor | 21 | 19.2661 |  |  |  | Before 2010 | 0.85471 | 31 |  |  | Year | Average | N=
5685 | EWH,LLC (Service steel) | 30 | 27.5229 |  |  |  | 2010 | NA | NA |  |  | 2011-2009 | 0.8167
1430 | Estey(Automatic Vending) | None Available | NA |  |  |  | 2011 | 0.2275 | 2 |  |  | 2012-2017 | 0.62811
115 | Freightliner Parts Manufacturing Plant – 5400 N BASIN AVE | 13 | 11.9266 |  |  |  | 2012 | NA | NA
2366 | Freightliner - Truck Manufacturing Plant – 6936 N FATHOM ST | 29 | 26.6055 |  |  |  | 2013 | NA | NA
260 | Office Depot Island Holdings | None Available | NA |  |  |  | 2014 | 0.5385 | 44
1840 | GI Trucking | None Available | NA |  |  |  | 2015 | 0.80342 | 13
4461 | Lynden Farms (ATC Leasing) | None Available | NA |  |  |  | 2016 | 0.65939 | 12
3807 | Roadway Express | None Available | NA |  |  |  | 2017 | 0.81214 | 7
2365 | Fred Devine : Goes to outfall M-1 | 3 | 2.7523
5109 | US Navy Reserve | None Available | NA
1338 | US DOT CG - Marine Safety Station – 6767 N Basin Ave. | 9 | 8.2569
Total |  | 109
109
RecordID | DataFileID | Facility | Project | Medium | Analyte | FractionAnalyzed | Micrograms per liter | Result_LessOrGreaterThan | ResultValue | Units | SampleCollectionLocation | SampleCollectionDate
12183 | 5 | Freightliner Parts Manufacturing Plant – 5400 N BASIN AVE | Rank-Order Curve Graphs | Stormwater | Total PAHs | Total | 0.00993 |  | 0.00993 | ug/L |  | Pre 2009
12135 | 5 | Freightliner Parts Manufacturing Plant – 5400 N BASIN AVE | Rank-Order Curve Graphs | Stormwater | Total PAHs | Total | 0.0216 |  | 0.0216 | ug/L |  | Pre 2009
12041 | 5 | Freightliner Parts Manufacturing Plant – 5400 N BASIN AVE | Rank-Order Curve Graphs | Stormwater | Total PAHs | Total | 0.0384 |  | 0.0384 | ug/L |  | Pre 2009
11936 | 5 | Freightliner Parts Manufacturing Plant – 5400 N BASIN AVE | Rank-Order Curve Graphs | Stormwater | Total PAHs | Total | 0.0878 |  | 0.0878 | ug/L |  | Pre 2009
11928 | 5 | Freightliner Parts Manufacturing Plant – 5400 N BASIN AVE | Rank-Order Curve Graphs | Stormwater | Total PAHs | Total | 0.0952 |  | 0.0952 | ug/L |  | Pre 2009
11902 | 5 | Freightliner Parts Manufacturing Plant – 5400 N BASIN AVE | Rank-Order Curve Graphs | Stormwater | Total PAHs | Total | 0.105 |  | 0.105 | ug/L |  | Pre 2009
11842 | 5 | Freightliner Parts Manufacturing Plant – 5400 N BASIN AVE | Rank-Order Curve Graphs | Stormwater | Total PAHs | Total | 0.17 |  | 0.17 | ug/L |  | Pre 2009
11856 | 5 | Fred Devine Diving and Salvage Co. – 6211 N Ensign St. | Rank-Order Curve Graphs | Stormwater | Total PAHs | Total | 0.15 |  | 0.15 | ug/L |  | Pre 2009
11834 | 5 | Fred Devine Diving and Salvage Co. – 6211 N Ensign St. | Rank-Order Curve Graphs | Stormwater | Total PAHs | Total | 0.18 |  | 0.18 | ug/L |  | Pre 2009
11687 | 5 | Fred Devine Diving and Salvage Co. – 6211 N Ensign St. | Rank-Order Curve Graphs | Stormwater | Total PAHs | Total | 0.38 |  | 0.38 | ug/L |  | Pre 2009
9599 | 5 | Freightliner - Truck Manufacturing Plant – 6936 N FATHOM ST | Rank-Order Curve Graphs | Stormwater | Total PAHs | Total | 0.476 |  | 0.476 | ug/l | Ensign St. | 2007-04-16
9598 | 5 | Freightliner - Truck Manufacturing Plant – 6936 N FATHOM ST | Rank-Order Curve Graphs | Stormwater | Total PAHs | Total | 0.498 |  | 0.498 | ug/l | Fathom St. | 2007-04-16
9036 | 5 | Freightliner - Truck Manufacturing Plant – 6936 N FATHOM ST | Rank-Order Curve Graphs | Stormwater | Total PAHs | Total | 0.283 |  | 0.283 | ug/l | Fathom St. | 2008-08-20
9035 | 5 | Freightliner - Truck Manufacturing Plant – 6936 N FATHOM ST | Rank-Order Curve Graphs | Stormwater | Total PAHs | Total | 0.307 |  | 0.307 | ug/l | Ensign St. | 2008-08-20
9015 | 5 | Freightliner - Truck Manufacturing Plant – 6936 N FATHOM ST | Rank-Order Curve Graphs | Stormwater | Total PAHs | Total | 0.454 |  | 0.454 | ug/l | Fathom St. | 2008-11-20
9014 | 5 | Freightliner - Truck Manufacturing Plant – 6936 N FATHOM ST | Rank-Order Curve Graphs | Stormwater | Total PAHs | Total | 0.468 |  | 0.468 | ug/l | Ensign St. | 2008-11-20
8930 | 5 | US DOT CG - Marine Safety Station – 6767 N Basin Ave. | Rank-Order Curve Graphs | Stormwater | Total PAHs | Total | 0.2196 |  | 0.2196 | ug/l | CB6 | 2009-01-27
8929 | 5 | US DOT CG - Marine Safety Station – 6767 N Basin Ave. | Rank-Order Curve Graphs | Stormwater | Total PAHs | Total | 0.2351 |  | 0.2351 | ug/l | CB4 | 2009-01-27
8917 | 5 | US DOT CG - Marine Safety Station – 6767 N Basin Ave. | Rank-Order Curve Graphs | Stormwater | Total PAHs | Total | 0.7474 |  | 0.7474 | ug/l | CB5A | 2009-01-27
8916 | 5 | US DOT CG - Marine Safety Station – 6767 N Basin Ave. | Rank-Order Curve Graphs | Stormwater | Total PAHs | Total | 0.761 |  | 0.761 | ug/l | CB1 | 2009-01-27
8914 | 5 | US DOT CG - Marine Safety Station – 6767 N Basin Ave. | Rank-Order Curve Graphs | Stormwater | Total PAHs | Total | 0.934 |  | 0.934 | ug/l | CB2 | 2009-01-27
8912 | 5 | US DOT CG - Marine Safety Station – 6767 N Basin Ave. | Rank-Order Curve Graphs | Stormwater | Total PAHs | Total | 1.362 |  | 1.362 | ug/l | CB5 | 2009-01-27
8899 | 5 | US DOT CG - Marine Safety Station – 6767 N Basin Ave. | Rank-Order Curve Graphs | Stormwater | Total PAHs | Total | 3.08 |  | 3.08 | ug/l | CB3 | 2009-01-27
8888 | 5 | US DOT CG - Marine Safety Station – 6767 N Basin Ave. | Rank-Order Curve Graphs | Stormwater | Total PAHs | Total | 5.379 |  | 5.379 | ug/l | CB8 | 2009-01-27
8886 | 5 | US DOT CG - Marine Safety Station – 6767 N Basin Ave. | Rank-Order Curve Graphs | Stormwater | Total PAHs | Total | 7.666 |  | 7.666 | ug/l | CB7 | 2009-01-27
8799 | 5 | Freightliner - Truck Manufacturing Plant – 6936 N FATHOM ST | Rank-Order Curve Graphs | Stormwater | Total PAHs | Total | 0.808 |  | 0.808 | ug/l | Fathom St. | 2009-02-23
8798 | 5 | Freightliner - Truck Manufacturing Plant – 6936 N FATHOM ST | Rank-Order Curve Graphs | Stormwater | Total PAHs | Total | 0.993 |  | 0.993 | ug/l | Ensign St. | 2009-02-23
8587 | 5 | Freightliner - Truck Manufacturing Plant – 6936 N FATHOM ST | Rank-Order Curve Graphs | Stormwater | Total PAHs | Total | 0.064 |  | 0.064 | ug/l | Ensign St. | 2009-05-04
8586 | 5 | Freightliner - Truck Manufacturing Plant – 6936 N FATHOM ST | Rank-Order Curve Graphs | Stormwater | Total PAHs | Total | 0.327 |  | 0.327 | ug/l | Fathom St. | 2009-05-04
8456 | 5 | Freightliner - Truck Manufacturing Plant – 6936 N FATHOM ST | Rank-Order Curve Graphs | Stormwater | Total PAHs | Total | 0.091 |  | 0.091 | ug/l | Ensign St. | 2009-09-30
8455 | 5 | Freightliner - Truck Manufacturing Plant – 6936 N FATHOM ST | Rank-Order Curve Graphs | Stormwater | Total PAHs | Total | 0.105 |  | 0.105 | ug/l | Fathom St. | 2009-09-30
7796 | 5 | Freightliner - Truck Manufacturing Plant – 6936 N FATHOM ST | Rank-Order Curve Graphs | Stormwater | Total PAHs | Total | 0.153 |  | 0.153 | ug/l | Fathom St. | 2011-03-09
7786 | 5 | Freightliner - Truck Manufacturing Plant – 6936 N FATHOM ST | Rank-Order Curve Graphs | Stormwater | Total PAHs | Total | 0.302 |  | 0.302 | ug/l | Ensign St. | 2011-03-09
4146 | 5 | EWH, LLC – 5555 N CHANNEL AVE, BLDG 2 | Rank-Order Curve Graphs | Stormwater | Total PAHs | Total | 0.0258 |  | 0.0258 | ug/l | MP#1 | 2014-04-17
4141 | 5 | EWH, LLC – 5555 N CHANNEL AVE, BLDG 2 | Rank-Order Curve Graphs | Stormwater | Total PAHs | Total | 0.0703 |  | 0.0703 | ug/l | MP#4 | 2014-04-17
4134 | 5 | EWH, LLC – 5555 N CHANNEL AVE, BLDG 2 | Rank-Order Curve Graphs | Stormwater | Total PAHs | Total | 0.1721 |  | 0.1721 | ug/l | MP#3 | 2014-04-17
4126 | 5 | EWH, LLC – 5555 N CHANNEL AVE, BLDG 2 | Rank-Order Curve Graphs | Stormwater | Total PAHs | Total | 1.5292 |  | 1.5292 | ug/l | MP#2 | 2014-04-17
115182 | 33 | VIGOR INDUSTRIAL – 5555 N CHANNEL AVE BLDG 71 | 1200-Z | Stormwater | Total PAHs | Total | 0.481 | < | 0.000481 | mg/L | 03 | 2014-07-23 09:14
115195 | 33 | VIGOR INDUSTRIAL – 5555 N CHANNEL AVE BLDG 71 | 1200-Z | Stormwater | Total PAHs | Total | 0.51 | < | 0.00051 | mg/L | 07 | 2014-07-23 11:25
115180 | 33 | VIGOR INDUSTRIAL – 5555 N CHANNEL AVE BLDG 71 | 1200-Z | Stormwater | Total PAHs | Total | 0.495 | < | 0.000495 | mg/L | 02 | 2014-07-23 11:30
115189 | 33 | VIGOR INDUSTRIAL – 5555 N CHANNEL AVE BLDG 71 | 1200-Z | Stormwater | Total PAHs | Total | 0.485 | < | 0.000485 | mg/L | 04 | 2014-07-23 11:45
115178 | 33 | VIGOR INDUSTRIAL – 5555 N CHANNEL AVE BLDG 71 | 1200-Z | Stormwater | Total PAHs | Total | 0.485 | < | 0.000485 | mg/L | 01 | 2014-07-23 11:50
115193 | 33 | VIGOR INDUSTRIAL – 5555 N CHANNEL AVE BLDG 71 | 1200-Z | Stormwater | Total PAHs | Total | 0.515 | < | 0.000515 | mg/L | 06 | 2014-07-23 11:50
115191 | 33 | VIGOR INDUSTRIAL – 5555 N CHANNEL AVE BLDG 71 | 1200-Z | Stormwater | Total PAHs | Total | 0.476 | < | 0.000476 | mg/L | 05 | 2014-07-23 12:25
115183 | 33 | VIGOR INDUSTRIAL – 5555 N CHANNEL AVE BLDG 71 | 1200-Z | Stormwater | Total PAHs | Total | 0.971 | < | 0.000971 | mg/L | 03 | 2014-09-24 12:50
3806 | 5 | Freightliner - Truck Manufacturing Plant – 6936 N FATHOM ST | Rank-Order Curve Graphs | Stormwater | Total PAHs | Total | 0.338 |  | 0.338 | ug/l | Fathom St. | 2014-10-13
3803 | 5 | Freightliner - Truck Manufacturing Plant – 6936 N FATHOM ST | Rank-Order Curve Graphs | Stormwater | Total PAHs | Total | 0.965 |  | 0.965 | ug/l | Ensign St. | 2014-10-13
115018 | 33 | Freightliner - Truck Manufacturing Plant – 6936 N FATHOM ST | 1200-Z | Stormwater | Total PAHs | Total | 0.3537 |  | 0.0003537 | mg/L | 01 | 2014-10-13 11:22
115020 | 33 | Freightliner - Truck Manufacturing Plant – 6936 N FATHOM ST | 1200-Z | Stormwater | Total PAHs | Total | 0.951 |  | 0.000951 | mg/L | 02 | 2014-10-13 11:57
115184 | 33 | VIGOR INDUSTRIAL – 5555 N CHANNEL AVE BLDG 71 | 1200-Z | Stormwater | Total PAHs | Total | 0.773 | < | 0.000773 | mg/L | 03 | 2014-10-15 13:24
3762 | 5 | Freightliner - Truck Manufacturing Plant – 6936 N FATHOM ST | Rank-Order Curve Graphs | Stormwater | Total PAHs | Total | 0.08 |  | 0.08 | ug/l | Ensign St. | 2014-10-20
3760 | 5 | Freightliner - Truck Manufacturing Plant – 6936 N FATHOM ST | Rank-Order Curve Graphs | Stormwater | Total PAHs | Total | 0.26 |  | 0.26 | ug/l | Fathom St. | 2014-10-20
115017 | 33 | Freightliner - Truck Manufacturing Plant – 6936 N FATHOM ST | 1200-Z | Stormwater | Total PAHs | Total | 0.2487 |  | 0.0002487 | mg/L | 01 | 2014-10-20 15:05
115015 | 33 | Freightliner - Truck Manufacturing Plant – 6936 N FATHOM ST | 1200-Z | Stormwater | Total PAHs | Total | 0.0789 |  | 7.89e-05 | mg/L | 02 | 2014-10-20 15:15
3741 | 5 | Freightliner - Truck Manufacturing Plant – 6936 N FATHOM ST | Rank-Order Curve Graphs | Stormwater | Total PAHs | Total | 0.101 |  | 0.101 | ug/l | Ensign St. | 2014-10-21
3738 | 5 | Freightliner - Truck Manufacturing Plant – 6936 N FATHOM ST | Rank-Order Curve Graphs | Stormwater | Total PAHs | Total | 0.295 |  | 0.295 | ug/l | Fathom St. | 2014-10-21
115019 | 33 | Freightliner - Truck Manufacturing Plant – 6936 N FATHOM ST | 1200-Z | Stormwater | Total PAHs | Total | 0.4686 |  | 0.0004686 | mg/L | 01 | 2014-10-21 23:10
115016 | 33 | Freightliner - Truck Manufacturing Plant – 6936 N FATHOM ST | 1200-Z | Stormwater | Total PAHs | Total | 0.0973 |  | 9.73e-05 | mg/L | 02 | 2014-10-21 23:45
115181 | 33 | VIGOR INDUSTRIAL – 5555 N CHANNEL AVE BLDG 71 | 1200-Z | Stormwater | Total PAHs | Total | 0.98 | < | 0.00098 | mg/L | 02 | 2014-10-22 08:50
115190 | 33 | VIGOR INDUSTRIAL – 5555 N CHANNEL AVE BLDG 71 | 1200-Z | Stormwater | Total PAHs | Total | 0.99 | < | 0.00099 | mg/L | 04 | 2014-10-22 08:51
115179 | 33 | VIGOR INDUSTRIAL – 5555 N CHANNEL AVE BLDG 71 | 1200-Z | Stormwater | Total PAHs | Total | 0.806 | < | 0.000806 | mg/L | 01 | 2014-10-22 09:00
115194 | 33 | VIGOR INDUSTRIAL – 5555 N CHANNEL AVE BLDG 71 | 1200-Z | Stormwater | Total PAHs | Total | 0.773 | < | 0.000773 | mg/L | 06 | 2014-10-22 09:02
115192 | 33 | VIGOR INDUSTRIAL – 5555 N CHANNEL AVE BLDG 71 | 1200-Z | Stormwater | Total PAHs | Total | 0.781 | < | 0.000781 | mg/L | 05 | 2014-10-22 09:27
115196 | 33 | VIGOR INDUSTRIAL – 5555 N CHANNEL AVE BLDG 71 | 1200-Z | Stormwater | Total PAHs | Total | 1.06 |  | 0.00106 | mg/L | 07 | 2014-10-22 09:30
115185 | 33 | VIGOR INDUSTRIAL – 5555 N CHANNEL AVE BLDG 71 | 1200-Z | Stormwater | Total PAHs | Total | 0.98 | < | 0.00098 | mg/L | 03 | 2014-10-22 09:43
115022 | 33 | Freightliner Parts Manufacturing Plant – 5400 N BASIN AVE | 1200-Z | Stormwater | Total PAHs | Total | 0.048 | < | 4.8e-05 | mg/L | 02 | 2014-11-06 08:00
115021 | 33 | Freightliner Parts Manufacturing Plant – 5400 N BASIN AVE | 1200-Z | Stormwater | Total PAHs | Total | 0.048 | < | 4.8e-05 | mg/L | 01 | 2014-11-06 08:13
115023 | 33 | Freightliner Parts Manufacturing Plant – 5400 N BASIN AVE | 1200-Z | Stormwater | Total PAHs | Total | 0.0563 |  | 5.63e-05 | mg/L | 03 | 2014-11-06 08:13
115025 | 33 | Freightliner Parts Manufacturing Plant – 5400 N BASIN AVE | 1200-Z | Stormwater | Total PAHs | Total | 0.3984 |  | 0.0003984 | mg/L | 02 | 2014-11-21 11:05
115024 | 33 | Freightliner Parts Manufacturing Plant – 5400 N BASIN AVE | 1200-Z | Stormwater | Total PAHs | Total | 0.3778 |  | 0.0003778 | mg/L | 01 | 2014-11-21 11:18
115026 | 33 | Freightliner Parts Manufacturing Plant – 5400 N BASIN AVE | 1200-Z | Stormwater | Total PAHs | Total | 0.5519 |  | 0.0005519 | mg/L | 03 | 2014-11-21 11:35
115186 | 33 | VIGOR INDUSTRIAL – 5555 N CHANNEL AVE BLDG 71 | 1200-Z | Stormwater | Total PAHs | Total | 0.388 | < | 0.000388 | mg/L | 03 | 2014-11-21 16:32
114996 | 33 | EWH, LLC – 5555 N CHANNEL AVE, BLDG 2 | 1200-Z | Stormwater | Total PAHs | Total | 0.75 | < | 0.00075 | mg/L | MP-1 | 2014-12-04 06:30
114999 | 33 | EWH, LLC – 5555 N CHANNEL AVE, BLDG 2 | 1200-Z | Stormwater | Total PAHs | Total | 0.75 | < | 0.00075 | mg/L | MP-2 | 2014-12-04 06:55
115001 | 33 | EWH, LLC – 5555 N CHANNEL AVE, BLDG 2 | 1200-Z | Stormwater | Total PAHs | Total | 0.99 | < | 0.00099 | mg/L | MP-3 | 2014-12-04 07:15
115004 | 33 | EWH, LLC – 5555 N CHANNEL AVE, BLDG 2 | 1200-Z | Stormwater | Total PAHs | Total | 0.75 | < | 0.00075 | mg/L | MP-4 | 2014-12-04 07:35
115187 | 33 | VIGOR INDUSTRIAL – 5555 N CHANNEL AVE BLDG 71 | 1200-Z | Stormwater | Total PAHs | Total | 0.99 | < | 0.00099 | mg/L | 03 | 2014-12-09 13:50
114997 | 33 | EWH, LLC – 5555 N CHANNEL AVE, BLDG 2 | 1200-Z | Stormwater | Total PAHs | Total | 0.8 | < | 0.0008 | mg/L | MP-1 | 2015-02-05 16:20
115000 | 33 | EWH, LLC – 5555 N CHANNEL AVE, BLDG 2 | 1200-Z | Stormwater | Total PAHs | Total | 0.8 | < | 0.0008 | mg/L | MP-2 | 2015-02-05 16:30
115002 | 33 | EWH, LLC – 5555 N CHANNEL AVE, BLDG 2 | 1200-Z | Stormwater | Total PAHs | Total | 0.8 | < | 0.0008 | mg/L | MP-3 | 2015-02-05 16:45
115005 | 33 | EWH, LLC – 5555 N CHANNEL AVE, BLDG 2 | 1200-Z | Stormwater | Total PAHs | Total | 0.8 | < | 0.0008 | mg/L | MP-4 | 2015-02-05 17:00
115006 | 33 | EWH, LLC – 5555 N CHANNEL AVE, BLDG 2 | 1200-Z | Stormwater | Total PAHs | Total | 0.152 | < | 0.000152 | mg/L | MP-4 | 2015-03-14 04:20
115003 | 33 | EWH, LLC – 5555 N CHANNEL AVE, BLDG 2 | 1200-Z | Stormwater | Total PAHs | Total | 0.151 | < | 0.000151 | mg/L | MP-3 | 2015-03-14 04:45
115007 | 33 | EWH, LLC – 5555 N CHANNEL AVE, BLDG 2 | 1200-Z | Stormwater | Total PAHs | Total | 1.9814 |  | 0.0019814 | mg/L | MP-2 | 2015-03-14 05:05
114998 | 33 | EWH, LLC – 5555 N CHANNEL AVE, BLDG 2 | 1200-Z | Stormwater | Total PAHs | Total | 0.152 | < | 0.000152 | mg/L | MP-1 | 2015-03-14 05:30
115188 | 33 | VIGOR INDUSTRIAL – 5555 N CHANNEL AVE BLDG 71 | 1200-Z | Stormwater | Total PAHs | Total | 0.98 | < | 0.00098 | mg/L | 03 | 2015-05-12 10:06
115298 | 34 | EWH, LLC – 5555 N CHANNEL AVE, BLDG 2 | 1200-Z | Stormwater | Total PAHs | Total | 0.952 | < | 0.000952 | mg/L | MP-4 | 2015-10-31 15:45
115299 | 34 | EWH, LLC – 5555 N CHANNEL AVE, BLDG 2 | 1200-Z | Stormwater | Total PAHs | Total | 0.962 | < | 0.000962 | mg/L | MP-3 | 2015-10-31 15:55
115300 | 34 | EWH, LLC – 5555 N CHANNEL AVE, BLDG 2 | 1200-Z | Stormwater | Total PAHs | Total | 0.962 | < | 0.000962 | mg/L | MP-1 | 2015-10-31 16:10
115301 | 34 | EWH, LLC – 5555 N CHANNEL AVE, BLDG 2 | 1200-Z | Stormwater | Total PAHs | Total | 0.952 | < | 0.000952 | mg/L | MP-2 | 2015-10-31 16:30
115302 | 34 | EWH, LLC – 5555 N CHANNEL AVE, BLDG 2 | 1200-Z | Stormwater | Total PAHs | Total | 0.943 | < | 0.000943 | mg/L | MP-1 | 2016-01-12 15:00
115303 | 34 | EWH, LLC – 5555 N CHANNEL AVE, BLDG 2 | 1200-Z | Stormwater | Total PAHs | Total | 0.943 | < | 0.000943 | mg/L | MP-3 | 2016-01-12 15:25
115304 | 34 | EWH, LLC – 5555 N CHANNEL AVE, BLDG 2 | 1200-Z | Stormwater | Total PAHs | Total | 0.943 | < | 0.000943 | mg/L | MP-4 | 2016-01-12 15:40
115305 | 34 | EWH, LLC – 5555 N CHANNEL AVE, BLDG 2 | 1200-Z | Stormwater | Total PAHs | Total | 0.943 | < | 0.000943 | mg/L | MP-2 | 2016-01-12 16:05
83469 | 26 | City of Portland Outfalls | Source Control Data | Stormwater | Total PAHs | Total | 0.69 |  | 0.69 | ug/l | M-2 | 2016-03-09
83470 | 26 | City of Portland Outfalls | Source Control Data | Stormwater | Total PAHs | Total | 0.04 | < | 0.04 | ug/l | M-2 | 2016-09-17
83471 | 26 | City of Portland Outfalls | Source Control Data | Stormwater | Total PAHs | Total | 0.37 |  | 0.37 | ug/l | M-2 | 2016-10-13
115013 | 33 | Freightliner - Truck Manufacturing Plant – 6936 N FATHOM ST | 1200-Z | Stormwater | Total PAHs | Total | 0.1325 |  | 0.0001325 | mg/L | 02 | 2016-10-13 02:54
114993 | 33 | EWH, LLC – 5555 N CHANNEL AVE, BLDG 2 | 1200-Z | Stormwater | Total PAHs | Total | 0.962 | < | 0.000962 | mg/L | MP-1 | 2016-10-13 06:10
114995 | 33 | EWH, LLC – 5555 N CHANNEL AVE, BLDG 2 | 1200-Z | Stormwater | Total PAHs | Total | 0.962 | < | 0.000962 | mg/L | MP-4 | 2016-10-13 06:45
114994 | 33 | EWH, LLC – 5555 N CHANNEL AVE, BLDG 2 | 1200-Z | Stormwater | Total PAHs | Total | 0.962 | < | 0.000962 | mg/L | MP-2 | 2016-10-13 07:10
115012 | 33 | Freightliner - Truck Manufacturing Plant – 6936 N FATHOM ST | 1200-Z | Stormwater | Total PAHs | Total | 0.02223 |  | 2.223e-05 | mg/L | 02 | 2016-12-02 07:15
83472 | 26 | City of Portland Outfalls | Source Control Data | Stormwater | Total PAHs | Total | 0.7 |  | 0.7 | ug/l | M-2 | 2017-02-08
115177 | 33 | VIGOR INDUSTRIAL – 5555 N CHANNEL AVE BLDG 71 | 1200-Z | Stormwater | Total PAHs | Total | 0.952 | < | 0.000952 | mg/L | 09 | 2017-02-09 12:47
115176 | 33 | VIGOR INDUSTRIAL – 5555 N CHANNEL AVE BLDG 71 | 1200-Z | Stormwater | Total PAHs | Total | 0.815 | < | 0.000815 | mg/L | 08 | 2017-02-09 13:15
114990 | 33 | EWH, LLC – 5555 N CHANNEL AVE, BLDG 2 | 1200-Z | Stormwater | Total PAHs | Total | 0.943 | < | 0.000943 | mg/L | MP-4 | 2017-02-15 18:25
114991 | 33 | EWH, LLC – 5555 N CHANNEL AVE, BLDG 2 | 1200-Z | Stormwater | Total PAHs | Total | 0.952 | < | 0.000952 | mg/L | MP-1 | 2017-02-15 19:05
114992 | 33 | EWH, LLC – 5555 N CHANNEL AVE, BLDG 2 | 1200-Z | Stormwater | Total PAHs | Total | 0.952 | < | 0.000952 | mg/L | MP-2 | 2017-02-15 19:30
115014 | 33 | Freightliner - Truck Manufacturing Plant – 6936 N FATHOM ST | 1200-Z | Stormwater | Total PAHs | Total | 0.371 |  | 0.000371 | mg/L | 02 | 2017-03-13 12:20
Note on D11: FITZPATRICK Devan: Unclear if there is replicate data due to difference in outfall names. All data was left for best accuracy

## Vigor Total PAH data
RecordID | DataFileID | Facility | Project | Medium | Analyte | FractionAnalyzed | Micrograms per liter | Result_LessOrGreaterThan | ResultValue | Units | SampleCollectionLocation | SampleCollectionDate | Year | Average
115182 | 33 | VIGOR INDUSTRIAL – 5555 N CHANNEL AVE BLDG 71 | 1200-Z | Stormwater | Total PAHs | Total | 0.481 | < | 0.000481 | mg/L | 03 | 2014-07-23 09:14 | 2014 | 0.71883
115195 | 33 | VIGOR INDUSTRIAL – 5555 N CHANNEL AVE BLDG 71 | 1200-Z | Stormwater | Total PAHs | Total | 0.51 | < | 0.00051 | mg/L | 07 | 2014-07-23 11:25 | 2015 | 0.98
115180 | 33 | VIGOR INDUSTRIAL – 5555 N CHANNEL AVE BLDG 71 | 1200-Z | Stormwater | Total PAHs | Total | 0.495 | < | 0.000495 | mg/L | 02 | 2014-07-23 11:30 | 2017 | 0.8835
115189 | 33 | VIGOR INDUSTRIAL – 5555 N CHANNEL AVE BLDG 71 | 1200-Z | Stormwater | Total PAHs | Total | 0.485 | < | 0.000485 | mg/L | 04 | 2014-07-23 11:45
115178 | 33 | VIGOR INDUSTRIAL – 5555 N CHANNEL AVE BLDG 71 | 1200-Z | Stormwater | Total PAHs | Total | 0.485 | < | 0.000485 | mg/L | 01 | 2014-07-23 11:50
115193 | 33 | VIGOR INDUSTRIAL – 5555 N CHANNEL AVE BLDG 71 | 1200-Z | Stormwater | Total PAHs | Total | 0.515 | < | 0.000515 | mg/L | 06 | 2014-07-23 11:50
115191 | 33 | VIGOR INDUSTRIAL – 5555 N CHANNEL AVE BLDG 71 | 1200-Z | Stormwater | Total PAHs | Total | 0.476 | < | 0.000476 | mg/L | 05 | 2014-07-23 12:25
115183 | 33 | VIGOR INDUSTRIAL – 5555 N CHANNEL AVE BLDG 71 | 1200-Z | Stormwater | Total PAHs | Total | 0.971 | < | 0.000971 | mg/L | 03 | 2014-09-24 12:50
115184 | 33 | VIGOR INDUSTRIAL – 5555 N CHANNEL AVE BLDG 71 | 1200-Z | Stormwater | Total PAHs | Total | 0.773 | < | 0.000773 | mg/L | 03 | 2014-10-15 13:24
115181 | 33 | VIGOR INDUSTRIAL – 5555 N CHANNEL AVE BLDG 71 | 1200-Z | Stormwater | Total PAHs | Total | 0.98 | < | 0.00098 | mg/L | 02 | 2014-10-22 08:50
115190 | 33 | VIGOR INDUSTRIAL – 5555 N CHANNEL AVE BLDG 71 | 1200-Z | Stormwater | Total PAHs | Total | 0.99 | < | 0.00099 | mg/L | 04 | 2014-10-22 08:51
115179 | 33 | VIGOR INDUSTRIAL – 5555 N CHANNEL AVE BLDG 71 | 1200-Z | Stormwater | Total PAHs | Total | 0.806 | < | 0.000806 | mg/L | 01 | 2014-10-22 09:00
115194 | 33 | VIGOR INDUSTRIAL – 5555 N CHANNEL AVE BLDG 71 | 1200-Z | Stormwater | Total PAHs | Total | 0.773 | < | 0.000773 | mg/L | 06 | 2014-10-22 09:02
115192 | 33 | VIGOR INDUSTRIAL – 5555 N CHANNEL AVE BLDG 71 | 1200-Z | Stormwater | Total PAHs | Total | 0.781 | < | 0.000781 | mg/L | 05 | 2014-10-22 09:27
115196 | 33 | VIGOR INDUSTRIAL – 5555 N CHANNEL AVE BLDG 71 | 1200-Z | Stormwater | Total PAHs | Total | 1.06 |  | 0.00106 | mg/L | 07 | 2014-10-22 09:30
115185 | 33 | VIGOR INDUSTRIAL – 5555 N CHANNEL AVE BLDG 71 | 1200-Z | Stormwater | Total PAHs | Total | 0.98 | < | 0.00098 | mg/L | 03 | 2014-10-22 09:43
115186 | 33 | VIGOR INDUSTRIAL – 5555 N CHANNEL AVE BLDG 71 | 1200-Z | Stormwater | Total PAHs | Total | 0.388 | < | 0.000388 | mg/L | 03 | 2014-11-21 16:32
115187 | 33 | VIGOR INDUSTRIAL – 5555 N CHANNEL AVE BLDG 71 | 1200-Z | Stormwater | Total PAHs | Total | 0.99 | < | 0.00099 | mg/L | 03 | 2014-12-09 13:50
115188 | 33 | VIGOR INDUSTRIAL – 5555 N CHANNEL AVE BLDG 71 | 1200-Z | Stormwater | Total PAHs | Total | 0.98 | < | 0.00098 | mg/L | 03 | 2015-05-12 10:06
115177 | 33 | VIGOR INDUSTRIAL – 5555 N CHANNEL AVE BLDG 71 | 1200-Z | Stormwater | Total PAHs | Total | 0.952 | < | 0.000952 | mg/L | 09 | 2017-02-09 12:47
115176 | 33 | VIGOR INDUSTRIAL – 5555 N CHANNEL AVE BLDG 71 | 1200-Z | Stormwater | Total PAHs | Total | 0.815 | < | 0.000815 | mg/L | 08 | 2017-02-09 13:15

## EWH PAH Data
RecordID | DataFileID | Facility | Project | Medium | Analyte | FractionAnalyzed | Micrograms per liter | Result_LessOrGreaterThan | ResultValue | Units | SampleCollectionLocation | SampleCollectionDate | Year | Average
4146 | 5 | EWH, LLC – 5555 N CHANNEL AVE, BLDG 2 | Rank-Order Curve Graphs | Stormwater | Total PAHs | Total | 0.0258 |  | 0.0258 | ug/l | MP#1 | 2014-04-17 | 2014 | 0.62967
4141 | 5 | EWH, LLC – 5555 N CHANNEL AVE, BLDG 2 | Rank-Order Curve Graphs | Stormwater | Total PAHs | Total | 0.0703 |  | 0.0703 | ug/l | MP#4 | 2014-04-17 | 2015 | 0.7887
4134 | 5 | EWH, LLC – 5555 N CHANNEL AVE, BLDG 2 | Rank-Order Curve Graphs | Stormwater | Total PAHs | Total | 0.1721 |  | 0.1721 | ug/l | MP#3 | 2014-04-17 | 2016 | 0.95114
4126 | 5 | EWH, LLC – 5555 N CHANNEL AVE, BLDG 2 | Rank-Order Curve Graphs | Stormwater | Total PAHs | Total | 1.5292 |  | 1.5292 | ug/l | MP#2 | 2014-04-17 | 2017 | 0.949
114996 | 33 | EWH, LLC – 5555 N CHANNEL AVE, BLDG 2 | 1200-Z | Stormwater | Total PAHs | Total | 0.75 | < | 0.00075 | mg/L | MP-1 | 2014-12-04 06:30
114999 | 33 | EWH, LLC – 5555 N CHANNEL AVE, BLDG 2 | 1200-Z | Stormwater | Total PAHs | Total | 0.75 | < | 0.00075 | mg/L | MP-2 | 2014-12-04 06:55
115001 | 33 | EWH, LLC – 5555 N CHANNEL AVE, BLDG 2 | 1200-Z | Stormwater | Total PAHs | Total | 0.99 | < | 0.00099 | mg/L | MP-3 | 2014-12-04 07:15
115004 | 33 | EWH, LLC – 5555 N CHANNEL AVE, BLDG 2 | 1200-Z | Stormwater | Total PAHs | Total | 0.75 | < | 0.00075 | mg/L | MP-4 | 2014-12-04 07:35
114997 | 33 | EWH, LLC – 5555 N CHANNEL AVE, BLDG 2 | 1200-Z | Stormwater | Total PAHs | Total | 0.8 | < | 0.0008 | mg/L | MP-1 | 2015-02-05 16:20
115000 | 33 | EWH, LLC – 5555 N CHANNEL AVE, BLDG 2 | 1200-Z | Stormwater | Total PAHs | Total | 0.8 | < | 0.0008 | mg/L | MP-2 | 2015-02-05 16:30
115002 | 33 | EWH, LLC – 5555 N CHANNEL AVE, BLDG 2 | 1200-Z | Stormwater | Total PAHs | Total | 0.8 | < | 0.0008 | mg/L | MP-3 | 2015-02-05 16:45
115005 | 33 | EWH, LLC – 5555 N CHANNEL AVE, BLDG 2 | 1200-Z | Stormwater | Total PAHs | Total | 0.8 | < | 0.0008 | mg/L | MP-4 | 2015-02-05 17:00
115006 | 33 | EWH, LLC – 5555 N CHANNEL AVE, BLDG 2 | 1200-Z | Stormwater | Total PAHs | Total | 0.152 | < | 0.000152 | mg/L | MP-4 | 2015-03-14 04:20
115003 | 33 | EWH, LLC – 5555 N CHANNEL AVE, BLDG 2 | 1200-Z | Stormwater | Total PAHs | Total | 0.151 | < | 0.000151 | mg/L | MP-3 | 2015-03-14 04:45
115007 | 33 | EWH, LLC – 5555 N CHANNEL AVE, BLDG 2 | 1200-Z | Stormwater | Total PAHs | Total | 1.9814 |  | 0.0019814 | mg/L | MP-2 | 2015-03-14 05:05
114998 | 33 | EWH, LLC – 5555 N CHANNEL AVE, BLDG 2 | 1200-Z | Stormwater | Total PAHs | Total | 0.152 | < | 0.000152 | mg/L | MP-1 | 2015-03-14 05:30
115298 | 34 | EWH, LLC – 5555 N CHANNEL AVE, BLDG 2 | 1200-Z | Stormwater | Total PAHs | Total | 0.952 | < | 0.000952 | mg/L | MP-4 | 2015-10-31 15:45
115299 | 34 | EWH, LLC – 5555 N CHANNEL AVE, BLDG 2 | 1200-Z | Stormwater | Total PAHs | Total | 0.962 | < | 0.000962 | mg/L | MP-3 | 2015-10-31 15:55
115300 | 34 | EWH, LLC – 5555 N CHANNEL AVE, BLDG 2 | 1200-Z | Stormwater | Total PAHs | Total | 0.962 | < | 0.000962 | mg/L | MP-1 | 2015-10-31 16:10
115301 | 34 | EWH, LLC – 5555 N CHANNEL AVE, BLDG 2 | 1200-Z | Stormwater | Total PAHs | Total | 0.952 | < | 0.000952 | mg/L | MP-2 | 2015-10-31 16:30
115302 | 34 | EWH, LLC – 5555 N CHANNEL AVE, BLDG 2 | 1200-Z | Stormwater | Total PAHs | Total | 0.943 | < | 0.000943 | mg/L | MP-1 | 2016-01-12 15:00
115303 | 34 | EWH, LLC – 5555 N CHANNEL AVE, BLDG 2 | 1200-Z | Stormwater | Total PAHs | Total | 0.943 | < | 0.000943 | mg/L | MP-3 | 2016-01-12 15:25
115304 | 34 | EWH, LLC – 5555 N CHANNEL AVE, BLDG 2 | 1200-Z | Stormwater | Total PAHs | Total | 0.943 | < | 0.000943 | mg/L | MP-4 | 2016-01-12 15:40
115305 | 34 | EWH, LLC – 5555 N CHANNEL AVE, BLDG 2 | 1200-Z | Stormwater | Total PAHs | Total | 0.943 | < | 0.000943 | mg/L | MP-2 | 2016-01-12 16:05
114993 | 33 | EWH, LLC – 5555 N CHANNEL AVE, BLDG 2 | 1200-Z | Stormwater | Total PAHs | Total | 0.962 | < | 0.000962 | mg/L | MP-1 | 2016-10-13 06:10
114995 | 33 | EWH, LLC – 5555 N CHANNEL AVE, BLDG 2 | 1200-Z | Stormwater | Total PAHs | Total | 0.962 | < | 0.000962 | mg/L | MP-4 | 2016-10-13 06:45
114994 | 33 | EWH, LLC – 5555 N CHANNEL AVE, BLDG 2 | 1200-Z | Stormwater | Total PAHs | Total | 0.962 | < | 0.000962 | mg/L | MP-2 | 2016-10-13 07:10
114990 | 33 | EWH, LLC – 5555 N CHANNEL AVE, BLDG 2 | 1200-Z | Stormwater | Total PAHs | Total | 0.943 | < | 0.000943 | mg/L | MP-4 | 2017-02-15 18:25
114991 | 33 | EWH, LLC – 5555 N CHANNEL AVE, BLDG 2 | 1200-Z | Stormwater | Total PAHs | Total | 0.952 | < | 0.000952 | mg/L | MP-1 | 2017-02-15 19:05
114992 | 33 | EWH, LLC – 5555 N CHANNEL AVE, BLDG 2 | 1200-Z | Stormwater | Total PAHs | Total | 0.952 | < | 0.000952 | mg/L | MP-2 | 2017-02-15 19:30
Note on P6: FITZPATRICK Devan:

## TSS
ECSI # | Site Name | Number of Total Data Points Available | Percentage of Total |  |  | Averages by Year
| City of Portland | 4 | 1.2539 |  |  | Year | Average | Number of Data Points |  | Averages before/After
271 | Portland Shipyard OU1/Vigor | 74 | 23.1975 |  |  | Before 2010 | 14833.3333 | 12 |  | Year | Average
5685 | EWH,LLC (Service steel) | 86 | 26.9592 |  |  | 2010 | NA | NA |  | 2011-2009 | 14230.7692
1430 | Estey(Automatic Vending) | None Available | NA |  |  | 2011 | 7000 | 1 |  | 2012-2017 | 31058.5065
115 | Freightliner Parts Manufacturing Plant – 5400 N BASIN AVE | 42 | 13.1661 |  |  | 2012 | 22284.3137 | 51
2366 | Freightliner - Truck Manufacturing Plant – 6936 N FATHOM ST | 55 | 17.2414 |  |  | 2013 | 46527.027 | 74
260 | Office Depot Island Holdings | None Available | NA |  |  | 2014 | 28416.6979 | 96
1840 | GI Trucking | 28 | 8.7774 |  |  | 2015 | 32713.5135 | 37
4461 | Lynden Farms (ATC Leasing) | None Available | NA |  |  | 2016 | 14541.6667 | 24
3807 | Roadway Express | 4 | 1.2539 |  |  | 2017 | 26541.6667 | 24
2365 | Fred Devine : Goes to outfall M-1 | None Available | NA
5109 | US Navy Reserve | None Available | NA
1338 | US DOT CG - Marine Safety Station – 6767 N Basin Ave. | 26 | 8.1505
Total | Total | 319
319
RecordID | DataFileID | Facility | Project | Medium | Analyte | FractionAnalyzed | Result_AsText | MICROGRAMS/LITER | Result_LessOrGreaterThan | ResultValue | Units | SampleCollectionLocation | SampleCollectionDate | OtherNotes | DataQuality | ResultType
9597 | 5 | Freightliner - Truck Manufacturing Plant – 6936 N FATHOM ST | Rank-Order Curve Graphs | Stormwater | Total Suspended Solids | Total | 11000 ug/l | 11000 |  | 11000 | ug/l | Ensign St. | 2007-04-16 | Data added to charts 3/25/15
9596 | 5 | Freightliner - Truck Manufacturing Plant – 6936 N FATHOM ST | Rank-Order Curve Graphs | Stormwater | Total Suspended Solids | Total | 19000 ug/l | 19000 |  | 19000 | ug/l | Fathom St. | 2007-04-16 | Data added to charts 3/25/15
9033 | 5 | Freightliner - Truck Manufacturing Plant – 6936 N FATHOM ST | Rank-Order Curve Graphs | Stormwater | Total Suspended Solids | Total | 10000 ug/l | 10000 |  | 10000 | ug/l | Ensign St. | 2008-08-20 | Data added to charts 3/25/15
9034 | 5 | Freightliner - Truck Manufacturing Plant – 6936 N FATHOM ST | Rank-Order Curve Graphs | Stormwater | Total Suspended Solids | Total | 6000 ug/l | 6000 |  | 6000 | ug/l | Fathom St. | 2008-08-20 | Data added to charts 3/25/15
8996 | 5 | Freightliner - Truck Manufacturing Plant – 6936 N FATHOM ST | Rank-Order Curve Graphs | Stormwater | Total Suspended Solids | Total | 17000 ug/l | 17000 |  | 17000 | ug/l | Ensign St. | 2008-11-20 | Data added to charts 3/25/15
8998 | 5 | Freightliner - Truck Manufacturing Plant – 6936 N FATHOM ST | Rank-Order Curve Graphs | Stormwater | Total Suspended Solids | Total | 7000 ug/l | 7000 |  | 7000 | ug/l | Fathom St. | 2008-11-20 | Data added to charts 3/25/15
8726 | 5 | Freightliner - Truck Manufacturing Plant – 6936 N FATHOM ST | Rank-Order Curve Graphs | Stormwater | Total Suspended Solids | Total | 25000 ug/l | 25000 |  | 25000 | ug/l | Fathom St. | 2009-02-23 | Data added to charts 3/25/15
8725 | 5 | Freightliner - Truck Manufacturing Plant – 6936 N FATHOM ST | Rank-Order Curve Graphs | Stormwater | Total Suspended Solids | Total | 50000 ug/l | 50000 |  | 50000 | ug/l | Ensign St. | 2009-02-23 | Data added to charts 3/25/15
8569 | 5 | Freightliner - Truck Manufacturing Plant – 6936 N FATHOM ST | Rank-Order Curve Graphs | Stormwater | Total Suspended Solids | Total | 2000 ug/l | 2000 |  | 2000 | ug/l | Fathom St. | 2009-05-04 | Data added to charts 3/25/15
8568 | 5 | Freightliner - Truck Manufacturing Plant – 6936 N FATHOM ST | Rank-Order Curve Graphs | Stormwater | Total Suspended Solids | Total | 3000 ug/l | 3000 |  | 3000 | ug/l | Ensign St. | 2009-05-04 | Data added to charts 3/25/15
8442 | 5 | Freightliner - Truck Manufacturing Plant – 6936 N FATHOM ST | Rank-Order Curve Graphs | Stormwater | Total Suspended Solids | Total | 12000 ug/l | 12000 |  | 12000 | ug/l | Ensign St. | 2009-09-30 | Data added to charts 3/25/15
8441 | 5 | Freightliner - Truck Manufacturing Plant – 6936 N FATHOM ST | Rank-Order Curve Graphs | Stormwater | Total Suspended Solids | Total | 16000 ug/l | 16000 |  | 16000 | ug/l | Fathom St. | 2009-09-30 | Data added to charts 3/25/15
7729 | 5 | Freightliner - Truck Manufacturing Plant – 6936 N FATHOM ST | Rank-Order Curve Graphs | Stormwater | Total Suspended Solids | Total | 7000 ug/l | 7000 |  | 7000 | ug/l | Ensign St. | 2011-03-09 | Data added to charts 3/25/15
57347 | 19 | US DOT CG - Marine Safety Station – 6767 N Basin Ave. | Source Control Data | Stormwater | Total Suspended Solids | Total | 12000 ug/l | 12000 |  | 12000 | ug/l | 4 | 2012-02-24
57335 | 19 | US DOT CG - Marine Safety Station – 6767 N Basin Ave. | Source Control Data | Stormwater | Total Suspended Solids | Total | 17000 ug/l | 17000 |  | 17000 | ug/l | 1 | 2012-02-24
57341 | 19 | US DOT CG - Marine Safety Station – 6767 N Basin Ave. | Source Control Data | Stormwater | Total Suspended Solids | Total | 18000 ug/l | 18000 |  | 18000 | ug/l | 3 | 2012-02-24
57328 | 19 | US DOT CG - Marine Safety Station – 6767 N Basin Ave. | Source Control Data | Stormwater | Total Suspended Solids | Total | 40000 ug/l | 40000 |  | 40000 | ug/l | 2 | 2012-02-24
57329 | 19 | US DOT CG - Marine Safety Station – 6767 N Basin Ave. | Source Control Data | Stormwater | Total Suspended Solids | Total | 3500 ug/l | 3500 |  | 3500 | ug/l | 2 | 2012-02-28
57348 | 19 | US DOT CG - Marine Safety Station – 6767 N Basin Ave. | Source Control Data | Stormwater | Total Suspended Solids | Total | 4000 ug/l | 4000 |  | 4000 | ug/l | 4 | 2012-02-28
57342 | 19 | US DOT CG - Marine Safety Station – 6767 N Basin Ave. | Source Control Data | Stormwater | Total Suspended Solids | Total | 5000 ug/l | 5000 |  | 5000 | ug/l | 3 | 2012-02-28
57336 | 19 | US DOT CG - Marine Safety Station – 6767 N Basin Ave. | Source Control Data | Stormwater | Total Suspended Solids | Total | 29000 ug/l | 29000 |  | 29000 | ug/l | 1 | 2012-02-28
57349 | 19 | US DOT CG - Marine Safety Station – 6767 N Basin Ave. | Source Control Data | Stormwater | Total Suspended Solids | Total | 3500 ug/l | 3500 |  | 3500 | ug/l | 4 | 2012-03-05
57337 | 19 | US DOT CG - Marine Safety Station – 6767 N Basin Ave. | Source Control Data | Stormwater | Total Suspended Solids | Total | 6000 ug/l | 6000 |  | 6000 | ug/l | 1 | 2012-03-05
57330 | 19 | US DOT CG - Marine Safety Station – 6767 N Basin Ave. | Source Control Data | Stormwater | Total Suspended Solids | Total | 6000 ug/l | 6000 |  | 6000 | ug/l | 2 | 2012-03-05
57343 | 19 | US DOT CG - Marine Safety Station – 6767 N Basin Ave. | Source Control Data | Stormwater | Total Suspended Solids | Total | 6000 ug/l | 6000 |  | 6000 | ug/l | 3 | 2012-03-05
57331 | 19 | US DOT CG - Marine Safety Station – 6767 N Basin Ave. | Source Control Data | Stormwater | Total Suspended Solids | Total | 3500 ug/l | 3500 |  | 3500 | ug/l | 2 | 2012-03-12
57338 | 19 | US DOT CG - Marine Safety Station – 6767 N Basin Ave. | Source Control Data | Stormwater | Total Suspended Solids | Total | 5000 ug/l | 5000 |  | 5000 | ug/l | 1 | 2012-03-12
57344 | 19 | US DOT CG - Marine Safety Station – 6767 N Basin Ave. | Source Control Data | Stormwater | Total Suspended Solids | Total | 10000 ug/l | 10000 |  | 10000 | ug/l | 3 | 2012-03-12
57350 | 19 | US DOT CG - Marine Safety Station – 6767 N Basin Ave. | Source Control Data | Stormwater | Total Suspended Solids | Total | 10000 ug/l | 10000 |  | 10000 | ug/l | 4 | 2012-03-12
23484 | 7 | VIGOR INDUSTRIAL – 5555 N CHANNEL AVE BLDG 71 | 1200-Z | Stormwater | Total Suspended Solids | Total | <5 mg/L | 5000 | < | 5000 | ug/l | 6 | 2012-10-15 | tester: self
23522 | 7 | VIGOR INDUSTRIAL – 5555 N CHANNEL AVE BLDG 71 | 1200-Z | Stormwater | Total Suspended Solids | Total | 8 mg/L | 8000 |  | 8000 | ug/l | 4 | 2012-10-15 | tester: self
23521 | 7 | VIGOR INDUSTRIAL – 5555 N CHANNEL AVE BLDG 71 | 1200-Z | Stormwater | Total Suspended Solids | Total | 8 mg/L | 8000 |  | 8000 | ug/l | 5 | 2012-10-15 | tester: self
23515 | 7 | VIGOR INDUSTRIAL – 5555 N CHANNEL AVE BLDG 71 | 1200-Z | Stormwater | Total Suspended Solids | Total | 30 mg/L | 30000 |  | 30000 | ug/l | 7 | 2012-10-15 | tester: self
23055 | 7 | EWH, LLC – 5555 N CHANNEL AVE, BLDG 2 | 1200-Z | Stormwater | Total Suspended Solids | Total | <10 mg/L | 10000 | < | 10000 | ug/l | MP-1 | 2012-10-22 | tester: self
23053 | 7 | EWH, LLC – 5555 N CHANNEL AVE, BLDG 2 | 1200-Z | Stormwater | Total Suspended Solids | Total | <10 mg/L | 10000 | < | 10000 | ug/l | MP-3 | 2012-10-22 | tester: self
23054 | 7 | EWH, LLC – 5555 N CHANNEL AVE, BLDG 2 | 1200-Z | Stormwater | Total Suspended Solids | Total | <10 mg/L | 10000 | < | 10000 | ug/l | MP-4 | 2012-10-22 | tester: self
23271 | 7 | EWH, LLC – 5555 N CHANNEL AVE, BLDG 2 | 1200-Z | Stormwater | Total Suspended Solids | Total | 24 mg/L | 24000 |  | 24000 | ug/l | MP-2 | 2012-10-22 | tester: self
22727 | 7 | Roadway Express – 6845 N CUTTER CIR | 1200-Z | Stormwater | Total Suspended Solids | Total | 26 mg/L | 26000 |  | 26000 | ug/l | MH-2 | 2012-10-30 | tester: self
22115 | 7 | VIGOR INDUSTRIAL – 5555 N CHANNEL AVE BLDG 71 | 1200-Z | Stormwater | Total Suspended Solids | Total | <5 mg/L | 5000 | < | 5000 | ug/l | 4 | 2012-10-30 | tester: self
21232 | 7 | Freightliner - Truck Manufacturing Plant – 6936 N FATHOM ST | 1200-Z | Stormwater | Total Suspended Solids | Total | <10 mg/L | 10000 | < | 10000 | ug/l | 1 | 2012-11-17 | tester: self
21233 | 7 | Freightliner - Truck Manufacturing Plant – 6936 N FATHOM ST | 1200-Z | Stormwater | Total Suspended Solids | Total | <10 mg/L | 10000 | < | 10000 | ug/l | 2 | 2012-11-17 | tester: self
21462 | 7 | Freightliner Parts Manufacturing Plant – 5400 N BASIN AVE | 1200-Z | Stormwater | Total Suspended Solids | Total | 20 mg/L | 20000 |  | 20000 | ug/l | 2 | 2012-11-17 | tester: self
21459 | 7 | Freightliner Parts Manufacturing Plant – 5400 N BASIN AVE | 1200-Z | Stormwater | Total Suspended Solids | Total | 44 mg/L | 44000 |  | 44000 | ug/l | 3 | 2012-11-17 | tester: self
21458 | 7 | Freightliner Parts Manufacturing Plant – 5400 N BASIN AVE | 1200-Z | Stormwater | Total Suspended Solids | Total | 120 mg/L | 120000 |  | 120000 | ug/l | 1 | 2012-11-17 | tester: self
21238 | 7 | EWH, LLC – 5555 N CHANNEL AVE, BLDG 2 | 1200-Z | Stormwater | Total Suspended Solids | Total | <10 mg/L | 10000 | < | 10000 | ug/l | MP-1 | 2012-11-17 | tester: self
21239 | 7 | EWH, LLC – 5555 N CHANNEL AVE, BLDG 2 | 1200-Z | Stormwater | Total Suspended Solids | Total | <10 mg/L | 10000 | < | 10000 | ug/l | MP-2 | 2012-11-17 | tester: self
21237 | 7 | EWH, LLC – 5555 N CHANNEL AVE, BLDG 2 | 1200-Z | Stormwater | Total Suspended Solids | Total | <10 mg/L | 10000 | < | 10000 | ug/l | MP-3 | 2012-11-17 | tester: self
21236 | 7 | EWH, LLC – 5555 N CHANNEL AVE, BLDG 2 | 1200-Z | Stormwater | Total Suspended Solids | Total | <10 mg/L | 10000 | < | 10000 | ug/l | MP-4 | 2012-11-17 | tester: self
20133 | 7 | VIGOR INDUSTRIAL – 5555 N CHANNEL AVE BLDG 71 | 1200-Z | Stormwater | Total Suspended Solids | Total | <5 mg/L | 5000 | < | 5000 | ug/l | 5 | 2012-12-03 | tester: self
20134 | 7 | VIGOR INDUSTRIAL – 5555 N CHANNEL AVE BLDG 71 | 1200-Z | Stormwater | Total Suspended Solids | Total | <5 mg/L | 5000 | < | 5000 | ug/l | 6 | 2012-12-03 | tester: self
20136 | 7 | VIGOR INDUSTRIAL – 5555 N CHANNEL AVE BLDG 71 | 1200-Z | Stormwater | Total Suspended Solids | Total | 20 mg/L | 20000 |  | 20000 | ug/l | 7 | 2012-12-03 | tester: self
20135 | 7 | VIGOR INDUSTRIAL – 5555 N CHANNEL AVE BLDG 71 | 1200-Z | Stormwater | Total Suspended Solids | Total | 40 mg/L | 40000 |  | 40000 | ug/l | 4 | 2012-12-03 | tester: self
19703 | 7 | Freightliner - Truck Manufacturing Plant – 6936 N FATHOM ST | 1200-Z | Stormwater | Total Suspended Solids | Total | <10 mg/L | 10000 | < | 10000 | ug/l | 1 | 2012-12-04 | tester: self
19702 | 7 | Freightliner - Truck Manufacturing Plant – 6936 N FATHOM ST | 1200-Z | Stormwater | Total Suspended Solids | Total | <10 mg/L | 10000 | < | 10000 | ug/l | 2 | 2012-12-04 | tester: self
19704 | 7 | Freightliner Parts Manufacturing Plant – 5400 N BASIN AVE | 1200-Z | Stormwater | Total Suspended Solids | Total | <10 mg/L | 10000 | < | 10000 | ug/l | 1 | 2012-12-04 | tester: self
19705 | 7 | Freightliner Parts Manufacturing Plant – 5400 N BASIN AVE | 1200-Z | Stormwater | Total Suspended Solids | Total | <10 mg/L | 10000 | < | 10000 | ug/l | 2 | 2012-12-04 | tester: self
20053 | 7 | Freightliner Parts Manufacturing Plant – 5400 N BASIN AVE | 1200-Z | Stormwater | Total Suspended Solids | Total | 26 mg/L | 26000 |  | 26000 | ug/l | 3 | 2012-12-04 | tester: self
19191 | 7 | Roadway Express – 6845 N CUTTER CIR | 1200-Z | Stormwater | Total Suspended Solids | Total | <10 mg/L | 10000 | < | 10000 | ug/l | MH-2 | 2012-12-11 | tester: self
19466 | 7 | GI Trucking – 5820 N BASIN AVE | 1200-Z | Stormwater | Total Suspended Solids | Total | 50 mg/L | 50000 |  | 50000 | ug/l | SW1 | 2012-12-11 | tester: self
19465 | 7 | GI Trucking – 5820 N BASIN AVE | 1200-Z | Stormwater | Total Suspended Solids | Total | 55 mg/L | 55000 |  | 55000 | ug/l | CB 1-5 | 2012-12-11 | tester: self
19459 | 7 | GI Trucking – 5820 N BASIN AVE | 1200-Z | Stormwater | Total Suspended Solids | Total | 225 mg/L | 225000 |  | 225000 | ug/l | SW2 | 2012-12-11 | tester: self
18136 | 7 | GI Trucking – 5820 N BASIN AVE | 1200-Z | Stormwater | Total Suspended Solids | Total | 9 mg/L | 9000 |  | 9000 | ug/l | CB 1-5 | 2012-12-26 | tester: self
18133 | 7 | GI Trucking – 5820 N BASIN AVE | 1200-Z | Stormwater | Total Suspended Solids | Total | 15 mg/L | 15000 |  | 15000 | ug/l | SW1 | 2012-12-26 | tester: self
18128 | 7 | GI Trucking – 5820 N BASIN AVE | 1200-Z | Stormwater | Total Suspended Solids | Total | 78 mg/L | 78000 |  | 78000 | ug/l | SW2 | 2012-12-26 | tester: self
17666 | 7 | VIGOR INDUSTRIAL – 5555 N CHANNEL AVE BLDG 71 | 1200-Z | Stormwater | Total Suspended Solids | Total | 7 mg/L | 7000 |  | 7000 | ug/l | 4 | 2013-01-29 | tester: self
17147 | 7 | GI Trucking – 5820 N BASIN AVE | 1200-Z | Stormwater | Total Suspended Solids | Total | 73 mg/L | 73000 |  | 73000 | ug/l | SW1 | 2013-02-22 | tester: self
17141 | 7 | GI Trucking – 5820 N BASIN AVE | 1200-Z | Stormwater | Total Suspended Solids | Total | 98 mg/L | 98000 |  | 98000 | ug/l | CB 1-5 | 2013-02-22 | tester: self
17136 | 7 | GI Trucking – 5820 N BASIN AVE | 1200-Z | Stormwater | Total Suspended Solids | Total | 294 mg/L | 294000 |  | 294000 | ug/l | SW2 | 2013-02-22 | tester: self
17164 | 7 | Freightliner - Truck Manufacturing Plant – 6936 N FATHOM ST | 1200-Z | Stormwater | Total Suspended Solids | Total | 22 mg/L | 22000 |  | 22000 | ug/l | 2 | 2013-02-22 | tester: self
17156 | 7 | Freightliner - Truck Manufacturing Plant – 6936 N FATHOM ST | 1200-Z | Stormwater | Total Suspended Solids | Total | 35 mg/L | 35000 |  | 35000 | ug/l | 1 | 2013-02-22 | tester: self
16320 | 7 | EWH, LLC – 5555 N CHANNEL AVE, BLDG 2 | 1200-Z | Stormwater | Total Suspended Solids | Total | <5 mg/L | 5000 | < | 5000 | ug/l | MP-1 | 2013-02-22 | tester: self
16319 | 7 | EWH, LLC – 5555 N CHANNEL AVE, BLDG 2 | 1200-Z | Stormwater | Total Suspended Solids | Total | <5 mg/L | 5000 | < | 5000 | ug/l | MP-4 | 2013-02-22 | tester: self
17157 | 7 | EWH, LLC – 5555 N CHANNEL AVE, BLDG 2 | 1200-Z | Stormwater | Total Suspended Solids | Total | 32 mg/L | 32000 |  | 32000 | ug/l | MP-3 | 2013-02-22 | tester: self
17140 | 7 | EWH, LLC – 5555 N CHANNEL AVE, BLDG 2 | 1200-Z | Stormwater | Total Suspended Solids | Total | 114 mg/L | 114000 |  | 114000 | ug/l | MP-2 | 2013-02-22 | tester: self
17184 | 7 | VIGOR INDUSTRIAL – 5555 N CHANNEL AVE BLDG 71 | 1200-Z | Stormwater | Total Suspended Solids | Total | 7 mg/L | 7000 |  | 7000 | ug/l | 4 | 2013-02-22 | tester: self
17176 | 7 | VIGOR INDUSTRIAL – 5555 N CHANNEL AVE BLDG 71 | 1200-Z | Stormwater | Total Suspended Solids | Total | 10 mg/L | 10000 |  | 10000 | ug/l | 6 | 2013-02-22 | tester: self
17177 | 7 | VIGOR INDUSTRIAL – 5555 N CHANNEL AVE BLDG 71 | 1200-Z | Stormwater | Total Suspended Solids | Total | 10 mg/L | 10000 |  | 10000 | ug/l | 6 | 2013-02-22 | tester: self
17170 | 7 | VIGOR INDUSTRIAL – 5555 N CHANNEL AVE BLDG 71 | 1200-Z | Stormwater | Total Suspended Solids | Total | 17 mg/L | 17000 |  | 17000 | ug/l | 5 | 2013-02-22 | tester: self
17167 | 7 | VIGOR INDUSTRIAL – 5555 N CHANNEL AVE BLDG 71 | 1200-Z | Stormwater | Total Suspended Solids | Total | 20 mg/L | 20000 |  | 20000 | ug/l | 4 | 2013-02-22 | tester: self
17166 | 7 | VIGOR INDUSTRIAL – 5555 N CHANNEL AVE BLDG 71 | 1200-Z | Stormwater | Total Suspended Solids | Total | 20 mg/L | 20000 |  | 20000 | ug/l | 5 | 2013-02-22 | tester: self
17159 | 7 | VIGOR INDUSTRIAL – 5555 N CHANNEL AVE BLDG 71 | 1200-Z | Stormwater | Total Suspended Solids | Total | 29 mg/L | 29000 |  | 29000 | ug/l | 7 | 2013-02-22 | tester: self
17153 | 7 | VIGOR INDUSTRIAL – 5555 N CHANNEL AVE BLDG 71 | 1200-Z | Stormwater | Total Suspended Solids | Total | 40 mg/L | 40000 |  | 40000 | ug/l | 7 | 2013-02-22 | tester: self
15616 | 7 | Freightliner Parts Manufacturing Plant – 5400 N BASIN AVE | 1200-Z | Stormwater | Total Suspended Solids | Total | <10 mg/L | 10000 | < | 10000 | ug/l | 1 | 2013-03-05 | tester: self
15615 | 7 | Freightliner Parts Manufacturing Plant – 5400 N BASIN AVE | 1200-Z | Stormwater | Total Suspended Solids | Total | <10 mg/L | 10000 | < | 10000 | ug/l | 2 | 2013-03-05 | tester: self
16006 | 7 | Freightliner Parts Manufacturing Plant – 5400 N BASIN AVE | 1200-Z | Stormwater | Total Suspended Solids | Total | 65 mg/L | 65000 |  | 65000 | ug/l | 3 | 2013-03-05 | tester: self
15302 | 7 | Freightliner - Truck Manufacturing Plant – 6936 N FATHOM ST | 1200-Z | Stormwater | Total Suspended Solids | Total | <10 mg/L | 10000 | < | 10000 | ug/l | 1 | 2013-03-19 | tester: self
15301 | 7 | Freightliner - Truck Manufacturing Plant – 6936 N FATHOM ST | 1200-Z | Stormwater | Total Suspended Solids | Total | <10 mg/L | 10000 | < | 10000 | ug/l | 2 | 2013-03-19 | tester: self
15137 | 7 | Freightliner Parts Manufacturing Plant – 5400 N BASIN AVE | 1200-Z | Stormwater | Total Suspended Solids | Total | 57 mg/L | 57000 |  | 57000 | ug/l | 2 | 2013-03-20 | tester: self
15132 | 7 | Freightliner Parts Manufacturing Plant – 5400 N BASIN AVE | 1200-Z | Stormwater | Total Suspended Solids | Total | 140 mg/L | 140000 |  | 140000 | ug/l | 1 | 2013-03-20 | tester: self
15130 | 7 | Freightliner Parts Manufacturing Plant – 5400 N BASIN AVE | 1200-Z | Stormwater | Total Suspended Solids | Total | 330 mg/L | 330000 |  | 330000 | ug/l | 3 | 2013-03-20 | tester: self
14789 | 7 | EWH, LLC – 5555 N CHANNEL AVE, BLDG 2 | 1200-Z | Stormwater | Total Suspended Solids | Total | <5 mg/L | 5000 | < | 5000 | ug/l | MP-1 | 2013-03-20 | tester: self
14788 | 7 | EWH, LLC – 5555 N CHANNEL AVE, BLDG 2 | 1200-Z | Stormwater | Total Suspended Solids | Total | <5 mg/L | 5000 | < | 5000 | ug/l | MP-4 | 2013-03-20 | tester: self
15140 | 7 | EWH, LLC – 5555 N CHANNEL AVE, BLDG 2 | 1200-Z | Stormwater | Total Suspended Solids | Total | 35 mg/L | 35000 |  | 35000 | ug/l | MP-3 | 2013-03-20 | tester: self
15133 | 7 | EWH, LLC – 5555 N CHANNEL AVE, BLDG 2 | 1200-Z | Stormwater | Total Suspended Solids | Total | 97 mg/L | 97000 |  | 97000 | ug/l | MP-2 | 2013-03-20 | tester: self
14274 | 7 | VIGOR INDUSTRIAL – 5555 N CHANNEL AVE BLDG 71 | 1200-Z | Stormwater | Total Suspended Solids | Total | <5 mg/L | 5000 | < | 5000 | ug/l | 6 | 2013-04-04 | tester: self
14596 | 7 | VIGOR INDUSTRIAL – 5555 N CHANNEL AVE BLDG 71 | 1200-Z | Stormwater | Total Suspended Solids | Total | 14 mg/L | 14000 |  | 14000 | ug/l | 5 | 2013-04-04 | tester: self
14590 | 7 | VIGOR INDUSTRIAL – 5555 N CHANNEL AVE BLDG 71 | 1200-Z | Stormwater | Total Suspended Solids | Total | 22 mg/L | 22000 |  | 22000 | ug/l | 7 | 2013-04-04 | tester: self
14582 | 7 | VIGOR INDUSTRIAL – 5555 N CHANNEL AVE BLDG 71 | 1200-Z | Stormwater | Total Suspended Solids | Total | 39 mg/L | 39000 |  | 39000 | ug/l | 4 | 2013-04-04 | tester: self
14070 | 7 | Roadway Express – 6845 N CUTTER CIR | 1200-Z | Stormwater | Total Suspended Solids | Total | 14 mg/L | 14000 |  | 14000 | ug/l | MH-2 | 2013-04-19 | tester: self
14072 | 7 | GI Trucking – 5820 N BASIN AVE | 1200-Z | Stormwater | Total Suspended Solids | Total | 12 mg/L | 12000 |  | 12000 | ug/l | CB 1-5 | 2013-04-19 | tester: self
14069 | 7 | GI Trucking – 5820 N BASIN AVE | 1200-Z | Stormwater | Total Suspended Solids | Total | 17 mg/L | 17000 |  | 17000 | ug/l | SW1 | 2013-04-19 | tester: self
14062 | 7 | GI Trucking – 5820 N BASIN AVE | 1200-Z | Stormwater | Total Suspended Solids | Total | 186 mg/L | 186000 |  | 186000 | ug/l | SW2 | 2013-04-19 | tester: self
13685 | 7 | Roadway Express – 6845 N CUTTER CIR | 1200-Z | Stormwater | Total Suspended Solids | Total | 22 mg/L | 22000 |  | 22000 | ug/l | MH-2 | 2013-05-15 | tester: self
12540 | 7 | Freightliner Parts Manufacturing Plant – 5400 N BASIN AVE | 1200-Z | Stormwater | Total Suspended Solids | Total | <10 mg/L | 10000 | < | 10000 | ug/l | 1 | 2013-05-22 | tester: self
12539 | 7 | Freightliner Parts Manufacturing Plant – 5400 N BASIN AVE | 1200-Z | Stormwater | Total Suspended Solids | Total | <10 mg/L | 10000 | < | 10000 | ug/l | 2 | 2013-05-22 | tester: self
12538 | 7 | Freightliner Parts Manufacturing Plant – 5400 N BASIN AVE | 1200-Z | Stormwater | Total Suspended Solids | Total | <10 mg/L | 10000 | < | 10000 | ug/l | 3 | 2013-05-22 | tester: self
35214 | 9 | VIGOR INDUSTRIAL – 5555 N CHANNEL AVE BLDG 71 | 1200-Z | Stormwater | Total Suspended Solids | Total | <5 mg/L | 5000 | < | 5000 | ug/l | 1 | 2013-09-27 | tester: self
35213 | 9 | VIGOR INDUSTRIAL – 5555 N CHANNEL AVE BLDG 71 | 1200-Z | Stormwater | Total Suspended Solids | Total | <5 mg/L | 5000 | < | 5000 | ug/l | 2 | 2013-09-27 | tester: self
35212 | 9 | VIGOR INDUSTRIAL – 5555 N CHANNEL AVE BLDG 71 | 1200-Z | Stormwater | Total Suspended Solids | Total | <5 mg/L | 5000 | < | 5000 | ug/l | 4 | 2013-09-27 | tester: self
35211 | 9 | VIGOR INDUSTRIAL – 5555 N CHANNEL AVE BLDG 71 | 1200-Z | Stormwater | Total Suspended Solids | Total | <5 mg/L | 5000 | < | 5000 | ug/l | 5 | 2013-09-27 | tester: self
35210 | 9 | VIGOR INDUSTRIAL – 5555 N CHANNEL AVE BLDG 71 | 1200-Z | Stormwater | Total Suspended Solids | Total | <5 mg/L | 5000 | < | 5000 | ug/l | 6 | 2013-09-27 | tester: self
35169 | 9 | VIGOR INDUSTRIAL – 5555 N CHANNEL AVE BLDG 71 | 1200-Z | Stormwater | Total Suspended Solids | Total | 8 mg/L | 8000 |  | 8000 | ug/l | 3 | 2013-09-27 | tester: self
35069 | 9 | VIGOR INDUSTRIAL – 5555 N CHANNEL AVE BLDG 71 | 1200-Z | Stormwater | Total Suspended Solids | Total | 12 mg/L | 12000 |  | 12000 | ug/l | 7 | 2013-09-27 | tester: self
35106 | 9 | EWH, LLC – 5555 N CHANNEL AVE, BLDG 2 | 1200-Z | Stormwater | Total Suspended Solids | Total | <10 mg/L | 10000 | < | 10000 | ug/l | MP-3 | 2013-11-19 | tester: self
34905 | 9 | EWH, LLC – 5555 N CHANNEL AVE, BLDG 2 | 1200-Z | Stormwater | Total Suspended Solids | Total | 69 mg/L | 69000 |  | 69000 | ug/l | MP-1 | 2013-11-19 | tester: self
34902 | 9 | EWH, LLC – 5555 N CHANNEL AVE, BLDG 2 | 1200-Z | Stormwater | Total Suspended Solids | Total | 71 mg/L | 71000 |  | 71000 | ug/l | MP-4 | 2013-11-19 | tester: self
34928 | 9 | GI Trucking – 5820 N BASIN AVE | 1200-Z | Stormwater | Total Suspended Solids | Total | 52 mg/L | 52000 |  | 52000 | ug/l | SW2 | 2013-12-02 | tester: self
35108 | 9 | Freightliner - Truck Manufacturing Plant – 6936 N FATHOM ST | 1200-Z | Stormwater | Total Suspended Solids | Total | <10 mg/L | 10000 | < | 10000 | ug/l | 1 | 2013-12-02 | tester: self
35112 | 9 | Freightliner - Truck Manufacturing Plant – 6936 N FATHOM ST | 1200-Z | Stormwater | Total Suspended Solids | Total | <10 mg/L | 10000 | < | 10000 | ug/l | 2 | 2013-12-02 | tester: self
35115 | 9 | Freightliner - Truck Manufacturing Plant – 6936 N FATHOM ST | 1200-Z | Stormwater | Total Suspended Solids | Total | <10 mg/L | 10000 | < | 10000 | ug/l | 1 | 2013-12-12 | tester: self
35186 | 9 | Freightliner - Truck Manufacturing Plant – 6936 N FATHOM ST | 1200-Z | Stormwater | Total Suspended Solids | Total | E7 mg/L | 7000 |  | 7000 | ug/l | 2 | 2013-12-12 | tester: self
35281 | 9 | Freightliner Parts Manufacturing Plant – 5400 N BASIN AVE | 1200-Z | Stormwater | Total Suspended Solids | Total | E4 mg/L | 4000 |  | 4000 | ug/l | 1 | 2013-12-12 | tester: self
35175 | 9 | Freightliner Parts Manufacturing Plant – 5400 N BASIN AVE | 1200-Z | Stormwater | Total Suspended Solids | Total | E8 mg/L | 8000 |  | 8000 | ug/l | 2 | 2013-12-12 | tester: self
34909 | 9 | Freightliner Parts Manufacturing Plant – 5400 N BASIN AVE | 1200-Z | Stormwater | Total Suspended Solids | Total | 66 mg/L | 66000 |  | 66000 | ug/l | 3 | 2013-12-12 | tester: self
34950 | 9 | Freightliner - Truck Manufacturing Plant – 6936 N FATHOM ST | 1200-Z | Stormwater | Total Suspended Solids | Total | 38 mg/L | 38000 |  | 38000 | ug/l | 2 | 2013-12-20 | tester: self
35189 | 9 | Freightliner - Truck Manufacturing Plant – 6936 N FATHOM ST | 1200-Z | Stormwater | Total Suspended Solids | Total | E7 mg/L | 7000 |  | 7000 | ug/l | 1 | 2013-12-20 | tester: self
35244 | 9 | EWH, LLC – 5555 N CHANNEL AVE, BLDG 2 | 1200-Z | Stormwater | Total Suspended Solids | Total | <5 mg/L | 5000 | < | 5000 | ug/l | MP-1 | 2013-12-20 | tester: self
35243 | 9 | EWH, LLC – 5555 N CHANNEL AVE, BLDG 2 | 1200-Z | Stormwater | Total Suspended Solids | Total | <5 mg/L | 5000 | < | 5000 | ug/l | MP-3 | 2013-12-20 | tester: self
35190 | 9 | EWH, LLC – 5555 N CHANNEL AVE, BLDG 2 | 1200-Z | Stormwater | Total Suspended Solids | Total | 7 mg/L | 7000 |  | 7000 | ug/l | MP-4 | 2013-12-20 | tester: self
34873 | 9 | EWH, LLC – 5555 N CHANNEL AVE, BLDG 2 | 1200-Z | Stormwater | Total Suspended Solids | Total | 124 mg/L | 124000 |  | 124000 | ug/l | MP-2 | 2013-12-20 | tester: self
34849 | 9 | GI Trucking – 5820 N BASIN AVE | 1200-Z | Stormwater | Total Suspended Solids | Total | 388 mg/L | 388000 |  | 388000 | ug/l | SW2 | 2013-12-23 | tester: self
35028 | 9 | Freightliner Parts Manufacturing Plant – 5400 N BASIN AVE | 1200-Z | Stormwater | Total Suspended Solids | Total | 20 mg/L | 20000 |  | 20000 | ug/l | 3 | 2013-12-23 | tester: self
34907 | 9 | Freightliner Parts Manufacturing Plant – 5400 N BASIN AVE | 1200-Z | Stormwater | Total Suspended Solids | Total | 67 mg/L | 67000 |  | 67000 | ug/l | 1 | 2013-12-23 | tester: self
34855 | 9 | Freightliner Parts Manufacturing Plant – 5400 N BASIN AVE | 1200-Z | Stormwater | Total Suspended Solids | Total | 249 mg/L | 249000 |  | 249000 | ug/l | 2 | 2013-12-23 | tester: self
34863 | 9 | EWH, LLC – 5555 N CHANNEL AVE, BLDG 2 | 1200-Z | Stormwater | Total Suspended Solids | Total | 154 mg/L | 154000 |  | 154000 | ug/l | MP-2 | 2013-12-23 | tester: self
35191 | 9 | Freightliner Parts Manufacturing Plant – 5400 N BASIN AVE | 1200-Z | Stormwater | Total Suspended Solids | Total | E7 mg/L | 7000 |  | 7000 | ug/l | 2 | 2013-12-31 | tester: self
35124 | 9 | Freightliner Parts Manufacturing Plant – 5400 N BASIN AVE | 1200-Z | Stormwater | Total Suspended Solids | Total | 10 mg/L | 10000 |  | 10000 | ug/l | 1 | 2013-12-31 | tester: self
34990 | 9 | Freightliner Parts Manufacturing Plant – 5400 N BASIN AVE | 1200-Z | Stormwater | Total Suspended Solids | Total | 27 mg/L | 27000 |  | 27000 | ug/l | 3 | 2013-12-31 | tester: self
35251 | 9 | VIGOR INDUSTRIAL – 5555 N CHANNEL AVE BLDG 71 | 1200-Z | Stormwater | Total Suspended Solids | Total | <5 mg/L | 5000 | < | 5000 | ug/l | 3 | 2014-01-07 | tester: self
35127 | 9 | VIGOR INDUSTRIAL – 5555 N CHANNEL AVE BLDG 71 | 1200-Z | Stormwater | Total Suspended Solids | Total | 10 mg/L | 10000 |  | 10000 | ug/l | 1 | 2014-01-07 | tester: self
35062 | 9 | VIGOR INDUSTRIAL – 5555 N CHANNEL AVE BLDG 71 | 1200-Z | Stormwater | Total Suspended Solids | Total | 13 mg/L | 13000 |  | 13000 | ug/l | 5 | 2014-01-07 | tester: self
35013 | 9 | VIGOR INDUSTRIAL – 5555 N CHANNEL AVE BLDG 71 | 1200-Z | Stormwater | Total Suspended Solids | Total | 22 mg/L | 22000 |  | 22000 | ug/l | 6 | 2014-01-07 | tester: self
34972 | 9 | VIGOR INDUSTRIAL – 5555 N CHANNEL AVE BLDG 71 | 1200-Z | Stormwater | Total Suspended Solids | Total | 30 mg/L | 30000 |  | 30000 | ug/l | 7 | 2014-01-07 | tester: self
34968 | 9 | VIGOR INDUSTRIAL – 5555 N CHANNEL AVE BLDG 71 | 1200-Z | Stormwater | Total Suspended Solids | Total | 31 mg/L | 31000 |  | 31000 | ug/l | 4 | 2014-01-07 | tester: self
34910 | 9 | VIGOR INDUSTRIAL – 5555 N CHANNEL AVE BLDG 71 | 1200-Z | Stormwater | Total Suspended Solids | Total | 66 mg/L | 66000 |  | 66000 | ug/l | 2 | 2014-01-07 | tester: self
35252 | 9 | EWH, LLC – 5555 N CHANNEL AVE, BLDG 2 | 1200-Z | Stormwater | Total Suspended Solids | Total | <5 mg/L | 5000 | < | 5000 | ug/l | MP-1 | 2014-02-11 | tester: self
35076 | 9 | EWH, LLC – 5555 N CHANNEL AVE, BLDG 2 | 1200-Z | Stormwater | Total Suspended Solids | Total | 12 mg/L | 12000 |  | 12000 | ug/l | MP-4 | 2014-02-11 | tester: self
34974 | 9 | EWH, LLC – 5555 N CHANNEL AVE, BLDG 2 | 1200-Z | Stormwater | Total Suspended Solids | Total | 30 mg/L | 30000 |  | 30000 | ug/l | MP-2 | 2014-02-11 | tester: self
34970 | 9 | EWH, LLC – 5555 N CHANNEL AVE, BLDG 2 | 1200-Z | Stormwater | Total Suspended Solids | Total | 31 mg/L | 31000 |  | 31000 | ug/l | MP-3 | 2014-02-11 | tester: self
35286 | 9 | Freightliner Parts Manufacturing Plant – 5400 N BASIN AVE | 1200-Z | Stormwater | Total Suspended Solids | Total | E4 mg/L | 4000 |  | 4000 | ug/l | 2 | 2014-02-17 | tester: self
35140 | 9 | Freightliner Parts Manufacturing Plant – 5400 N BASIN AVE | 1200-Z | Stormwater | Total Suspended Solids | Total | <10 mg/L | 10000 | < | 10000 | ug/l | 1 | 2014-02-17 | tester: self
35054 | 9 | Freightliner Parts Manufacturing Plant – 5400 N BASIN AVE | 1200-Z | Stormwater | Total Suspended Solids | Total | 15 mg/L | 15000 |  | 15000 | ug/l | 3 | 2014-02-17 | tester: self
35019 | 9 | Freightliner Parts Manufacturing Plant – 5400 N BASIN AVE | 1200-Z | Stormwater | Total Suspended Solids | Total | 21 mg/L | 21000 |  | 21000 | ug/l | 2 | 2014-02-18 | tester: self
35010 | 9 | Freightliner Parts Manufacturing Plant – 5400 N BASIN AVE | 1200-Z | Stormwater | Total Suspended Solids | Total | 23 mg/L | 23000 |  | 23000 | ug/l | 3 | 2014-02-18 | tester: self
35000 | 9 | Freightliner Parts Manufacturing Plant – 5400 N BASIN AVE | 1200-Z | Stormwater | Total Suspended Solids | Total | 25 mg/L | 25000 |  | 25000 | ug/l | 1 | 2014-02-18 | tester: self
35257 | 9 | VIGOR INDUSTRIAL – 5555 N CHANNEL AVE BLDG 71 | 1200-Z | Stormwater | Total Suspended Solids | Total | <5 mg/L | 5000 | < | 5000 | ug/l | 3 | 2014-02-19 | tester: self
34850 | 9 | GI Trucking – 5820 N BASIN AVE | 1200-Z | Stormwater | Total Suspended Solids | Total | 360 mg/L | 360000 |  | 360000 | ug/l | SW2 | 2014-03-03 | tester: self
35144 | 9 | Freightliner Parts Manufacturing Plant – 5400 N BASIN AVE | 1200-Z | Stormwater | Total Suspended Solids | Total | 10 mg/L | 10000 |  | 10000 | ug/l | 1 | 2014-03-05 | tester: self
35092 | 9 | Freightliner Parts Manufacturing Plant – 5400 N BASIN AVE | 1200-Z | Stormwater | Total Suspended Solids | Total | 11 mg/L | 11000 |  | 11000 | ug/l | 3 | 2014-03-05 | tester: self
35029 | 9 | Freightliner Parts Manufacturing Plant – 5400 N BASIN AVE | 1200-Z | Stormwater | Total Suspended Solids | Total | 20 mg/L | 20000 |  | 20000 | ug/l | 2 | 2014-03-05 | tester: self
34957 | 9 | Freightliner - Truck Manufacturing Plant – 6936 N FATHOM ST | 1200-Z | Stormwater | Total Suspended Solids | Total | 36 mg/L | 36000 |  | 36000 | ug/l | 2 | 2014-03-28 | tester: self
34952 | 9 | Freightliner - Truck Manufacturing Plant – 6936 N FATHOM ST | 1200-Z | Stormwater | Total Suspended Solids | Total | 37 mg/L | 37000 |  | 37000 | ug/l | 2 | 2014-03-28 | tester: self
35194 | 9 | Freightliner - Truck Manufacturing Plant – 6936 N FATHOM ST | 1200-Z | Stormwater | Total Suspended Solids | Total | 7 mg/L | 7000 |  | 7000 | ug/l | 2 | 2014-03-28 | tester: self
35262 | 9 | VIGOR INDUSTRIAL – 5555 N CHANNEL AVE BLDG 71 | 1200-Z | Stormwater | Total Suspended Solids | Total | <5 mg/L | 5000 | < | 5000 | ug/l | 3 | 2014-03-28 | tester: self
35264 | 9 | EWH, LLC – 5555 N CHANNEL AVE, BLDG 2 | 1200-Z | Stormwater | Total Suspended Solids | Total | <5 mg/L | 5000 | < | 5000 | ug/l | MP-4 | 2014-04-17 | tester: self
4109 | 5 | EWH, LLC – 5555 N CHANNEL AVE, BLDG 2 | Rank-Order Curve Graphs | Stormwater | Total Suspended Solids | Total | <5000 ug/l | 5000 | < | 5000 | ug/l | MP#1 | 2014-04-17 | Data added to charts 3/25/15
35266 | 9 | EWH, LLC – 5555 N CHANNEL AVE, BLDG 2 | 1200-Z | Stormwater | Total Suspended Solids | Total | 5 mg/L | 5000 |  | 5000 | ug/l | MP-1 | 2014-04-17 | tester: self
4108 | 5 | EWH, LLC – 5555 N CHANNEL AVE, BLDG 2 | Rank-Order Curve Graphs | Stormwater | Total Suspended Solids | Total | <5001 ug/l | 5001 | < | 5001 | ug/l | MP#3 | 2014-04-17 | Data added to charts 3/25/15
4107 | 5 | EWH, LLC – 5555 N CHANNEL AVE, BLDG 2 | Rank-Order Curve Graphs | Stormwater | Total Suspended Solids | Total | <5002 ug/l | 5002 | < | 5002 | ug/l | MP#4 | 2014-04-17 | Data added to charts 3/25/15
4106 | 5 | EWH, LLC – 5555 N CHANNEL AVE, BLDG 2 | Rank-Order Curve Graphs | Stormwater | Total Suspended Solids | Total | 16000 ug/l | 16000 |  | 16000 | ug/l | MP#2 | 2014-04-17 | Data added to charts 3/25/15
35037 | 9 | EWH, LLC – 5555 N CHANNEL AVE, BLDG 2 | 1200-Z | Stormwater | Total Suspended Solids | Total | 18 mg/L | 18000 |  | 18000 | ug/l | MP-3 | 2014-04-17 | tester: self
34958 | 9 | EWH, LLC – 5555 N CHANNEL AVE, BLDG 2 | 1200-Z | Stormwater | Total Suspended Solids | Total | 36 mg/L | 36000 |  | 36000 | ug/l | MP-2 | 2014-04-17 | tester: self
34857 | 9 | GI Trucking – 5820 N BASIN AVE | 1200-Z | Stormwater | Total Suspended Solids | Total | 200 mg/L | 200000 |  | 200000 | ug/l | SW2 | 2014-04-23 | tester: self
35268 | 9 | VIGOR INDUSTRIAL – 5555 N CHANNEL AVE BLDG 71 | 1200-Z | Stormwater | Total Suspended Solids | Total | <5 mg/L | 5000 | < | 5000 | ug/l | 3 | 2014-04-23 | tester: self
35272 | 9 | Freightliner - Truck Manufacturing Plant – 6936 N FATHOM ST | 1200-Z | Stormwater | Total Suspended Solids | Total | <5 mg/L | 5000 | < | 5000 | ug/l | 1 | 2014-05-04 | tester: self
35271 | 9 | Freightliner - Truck Manufacturing Plant – 6936 N FATHOM ST | 1200-Z | Stormwater | Total Suspended Solids | Total | <5 mg/L | 5000 | < | 5000 | ug/l | 2 | 2014-05-04 | tester: self
35274 | 9 | Freightliner - Truck Manufacturing Plant – 6936 N FATHOM ST | 1200-Z | Stormwater | Total Suspended Solids | Total | <5 mg/L | 5000 | < | 5000 | ug/l | 2 | 2014-05-18 | tester: self
35275 | 9 | Freightliner - Truck Manufacturing Plant – 6936 N FATHOM ST | 1200-Z | Stormwater | Total Suspended Solids | Total | 5 mg/L | 5000 |  | 5000 | ug/l | 1 | 2014-05-18 | tester: self
35276 | 9 | Freightliner - Truck Manufacturing Plant – 6936 N FATHOM ST | 1200-Z | Stormwater | Total Suspended Solids | Total | <5 mg/L | 5000 | < | 5000 | ug/l | 1 | 2014-06-12 | tester: self
35056 | 9 | Freightliner Parts Manufacturing Plant – 5400 N BASIN AVE | 1200-Z | Stormwater | Total Suspended Solids | Total | 15 mg/L | 15000 |  | 15000 | ug/l | 1 | 2014-06-12 | tester: self
34965 | 9 | Freightliner Parts Manufacturing Plant – 5400 N BASIN AVE | 1200-Z | Stormwater | Total Suspended Solids | Total | 33 mg/L | 33000 |  | 33000 | ug/l | 2 | 2014-06-12 | tester: self
34920 | 9 | Freightliner Parts Manufacturing Plant – 5400 N BASIN AVE | 1200-Z | Stormwater | Total Suspended Solids | Total | 58 mg/L | 58000 |  | 58000 | ug/l | 3 | 2014-06-12 | tester: self
35277 | 9 | VIGOR INDUSTRIAL – 5555 N CHANNEL AVE BLDG 71 | 1200-Z | Stormwater | Total Suspended Solids | Total | <5 mg/L | 5000 | < | 5000 | ug/l | 3 | 2014-06-12 | tester: self
35093 | 9 | VIGOR INDUSTRIAL – 5555 N CHANNEL AVE BLDG 71 | 1200-Z | Stormwater | Total Suspended Solids | Total | 11 mg/L | 11000 |  | 11000 | ug/l | 6 | 2014-06-12 | tester: self
35081 | 9 | VIGOR INDUSTRIAL – 5555 N CHANNEL AVE BLDG 71 | 1200-Z | Stormwater | Total Suspended Solids | Total | 12 mg/L | 12000 |  | 12000 | ug/l | 5 | 2014-06-12 | tester: self
34987 | 9 | VIGOR INDUSTRIAL – 5555 N CHANNEL AVE BLDG 71 | 1200-Z | Stormwater | Total Suspended Solids | Total | 28 mg/L | 28000 |  | 28000 | ug/l | 7 | 2014-06-12 | tester: self
34959 | 9 | VIGOR INDUSTRIAL – 5555 N CHANNEL AVE BLDG 71 | 1200-Z | Stormwater | Total Suspended Solids | Total | 35 mg/L | 35000 |  | 35000 | ug/l | 4 | 2014-06-12 | tester: self
34885 | 9 | VIGOR INDUSTRIAL – 5555 N CHANNEL AVE BLDG 71 | 1200-Z | Stormwater | Total Suspended Solids | Total | 110 mg/L | 110000 |  | 110000 | ug/l | 1 | 2014-06-12 | tester: self
34865 | 9 | VIGOR INDUSTRIAL – 5555 N CHANNEL AVE BLDG 71 | 1200-Z | Stormwater | Total Suspended Solids | Total | 141 mg/L | 141000 |  | 141000 | ug/l | 2 | 2014-06-12 | tester: self
42654 | 11 | VIGOR INDUSTRIAL – 5555 N CHANNEL AVE BLDG 71 | 1200-Z | Stormwater | Total Suspended Solids | Total | < 5 mg/L | 5000 | < | 5 | mg/L | 03 | 2014-07-23 09:14
42667 | 11 | VIGOR INDUSTRIAL – 5555 N CHANNEL AVE BLDG 71 | 1200-Z | Stormwater | Total Suspended Solids | Total | 11 mg/L | 11000 |  | 11 | mg/L | 07 | 2014-07-23 11:25
42652 | 11 | VIGOR INDUSTRIAL – 5555 N CHANNEL AVE BLDG 71 | 1200-Z | Stormwater | Total Suspended Solids | Total | 9 mg/L | 9000 |  | 9 | mg/L | 02 | 2014-07-23 11:30
42661 | 11 | VIGOR INDUSTRIAL – 5555 N CHANNEL AVE BLDG 71 | 1200-Z | Stormwater | Total Suspended Solids | Total | 5 mg/L | 5000 |  | 5 | mg/L | 04 | 2014-07-23 11:45
42650 | 11 | VIGOR INDUSTRIAL – 5555 N CHANNEL AVE BLDG 71 | 1200-Z | Stormwater | Total Suspended Solids | Total | 5 mg/L | 5000 |  | 5 | mg/L | 01 | 2014-07-23 11:50
42665 | 11 | VIGOR INDUSTRIAL – 5555 N CHANNEL AVE BLDG 71 | 1200-Z | Stormwater | Total Suspended Solids | Total | < 5 mg/L | 5000 | < | 5 | mg/L | 06 | 2014-07-23 11:50
42663 | 11 | VIGOR INDUSTRIAL – 5555 N CHANNEL AVE BLDG 71 | 1200-Z | Stormwater | Total Suspended Solids | Total | < 5 mg/L | 5000 | < | 5 | mg/L | 05 | 2014-07-23 12:25
3794 | 5 | Freightliner - Truck Manufacturing Plant – 6936 N FATHOM ST | Rank-Order Curve Graphs | Stormwater | Total Suspended Solids | Total | 12000 ug/l | 12000 |  | 12000 | ug/l | Fathom St. | 2014-10-13 | Data added to charts 3/25/15
3793 | 5 | Freightliner - Truck Manufacturing Plant – 6936 N FATHOM ST | Rank-Order Curve Graphs | Stormwater | Total Suspended Solids | Total | 62000 ug/l | 62000 |  | 62000 | ug/l | Ensign St. | 2014-10-13 | Data added to charts 3/25/15
42455 | 11 | Freightliner - Truck Manufacturing Plant – 6936 N FATHOM ST | 1200-Z | Stormwater | Total Suspended Solids | Total | 12 mg/L | 12000 |  | 12 | mg/L | 01 | 2014-10-13 11:22
42459 | 11 | Freightliner - Truck Manufacturing Plant – 6936 N FATHOM ST | 1200-Z | Stormwater | Total Suspended Solids | Total | 62 mg/L | 62000 |  | 62 | mg/L | 02 | 2014-10-13 11:57
42656 | 11 | VIGOR INDUSTRIAL – 5555 N CHANNEL AVE BLDG 71 | 1200-Z | Stormwater | Total Suspended Solids | Total | < 5 mg/L | 5000 | < | 5 | mg/L | 03 | 2014-10-15 13:24
3746 | 5 | Freightliner - Truck Manufacturing Plant – 6936 N FATHOM ST | Rank-Order Curve Graphs | Stormwater | Total Suspended Solids | Total | 19000 ug/l | 19000 |  | 19000 | ug/l | Fathom St. | 2014-10-20 | Data added to charts 3/25/15
3747 | 5 | Freightliner - Truck Manufacturing Plant – 6936 N FATHOM ST | Rank-Order Curve Graphs | Stormwater | Total Suspended Solids | Total | 5000 ug/l | 5000 |  | 5000 | ug/l | Ensign St. | 2014-10-20 | Data added to charts 3/25/15
42456 | 11 | Freightliner - Truck Manufacturing Plant – 6936 N FATHOM ST | 1200-Z | Stormwater | Total Suspended Solids | Total | 19 mg/L | 19000 |  | 19 | mg/L | 01 | 2014-10-20 15:05
42460 | 11 | Freightliner - Truck Manufacturing Plant – 6936 N FATHOM ST | 1200-Z | Stormwater | Total Suspended Solids | Total | 5 mg/L | 5000 |  | 5 | mg/L | 02 | 2014-10-20 15:15
3725 | 5 | Freightliner - Truck Manufacturing Plant – 6936 N FATHOM ST | Rank-Order Curve Graphs | Stormwater | Total Suspended Solids | Total | 5000 ug/l | 5000 |  | 5000 | ug/l | Fathom St. | 2014-10-21 | Data added to charts 3/25/15
3724 | 5 | Freightliner - Truck Manufacturing Plant – 6936 N FATHOM ST | Rank-Order Curve Graphs | Stormwater | Total Suspended Solids | Total | 9000 ug/l | 9000 |  | 9000 | ug/l | Ensign St. | 2014-10-21 | Data added to charts 3/25/15
42457 | 11 | Freightliner - Truck Manufacturing Plant – 6936 N FATHOM ST | 1200-Z | Stormwater | Total Suspended Solids | Total | 5 mg/L | 5000 |  | 5 | mg/L | 01 | 2014-10-21 23:10
42461 | 11 | Freightliner - Truck Manufacturing Plant – 6936 N FATHOM ST | 1200-Z | Stormwater | Total Suspended Solids | Total | 9 mg/L | 9000 |  | 9 | mg/L | 02 | 2014-10-21 23:45
42653 | 11 | VIGOR INDUSTRIAL – 5555 N CHANNEL AVE BLDG 71 | 1200-Z | Stormwater | Total Suspended Solids | Total | 88 mg/L | 88000 |  | 88 | mg/L | 02 | 2014-10-22 08:50
42662 | 11 | VIGOR INDUSTRIAL – 5555 N CHANNEL AVE BLDG 71 | 1200-Z | Stormwater | Total Suspended Solids | Total | 10 mg/L | 10000 |  | 10 | mg/L | 04 | 2014-10-22 08:51
42651 | 11 | VIGOR INDUSTRIAL – 5555 N CHANNEL AVE BLDG 71 | 1200-Z | Stormwater | Total Suspended Solids | Total | < 5 mg/L | 5000 | < | 5 | mg/L | 01 | 2014-10-22 09:00
42666 | 11 | VIGOR INDUSTRIAL – 5555 N CHANNEL AVE BLDG 71 | 1200-Z | Stormwater | Total Suspended Solids | Total | < 5 mg/L | 5000 | < | 5 | mg/L | 06 | 2014-10-22 09:02
42664 | 11 | VIGOR INDUSTRIAL – 5555 N CHANNEL AVE BLDG 71 | 1200-Z | Stormwater | Total Suspended Solids | Total | 6 mg/L | 6000 |  | 6 | mg/L | 05 | 2014-10-22 09:27
42668 | 11 | VIGOR INDUSTRIAL – 5555 N CHANNEL AVE BLDG 71 | 1200-Z | Stormwater | Total Suspended Solids | Total | 7 mg/L | 7000 |  | 7 | mg/L | 07 | 2014-10-22 09:30
42657 | 11 | VIGOR INDUSTRIAL – 5555 N CHANNEL AVE BLDG 71 | 1200-Z | Stormwater | Total Suspended Solids | Total | < 5 mg/L | 5000 | < | 5 | mg/L | 03 | 2014-10-22 09:43
42465 | 11 | Freightliner Parts Manufacturing Plant – 5400 N BASIN AVE | 1200-Z | Stormwater | Total Suspended Solids | Total | 6 mg/L | 6000 |  | 6 | mg/L | 02 | 2014-11-06 08:00
42463 | 11 | Freightliner Parts Manufacturing Plant – 5400 N BASIN AVE | 1200-Z | Stormwater | Total Suspended Solids | Total | < 5 mg/L | 5000 | < | 5 | mg/L | 01 | 2014-11-06 08:13
42467 | 11 | Freightliner Parts Manufacturing Plant – 5400 N BASIN AVE | 1200-Z | Stormwater | Total Suspended Solids | Total | 17 mg/L | 17000 |  | 17 | mg/L | 03 | 2014-11-06 08:13
42466 | 11 | Freightliner Parts Manufacturing Plant – 5400 N BASIN AVE | 1200-Z | Stormwater | Total Suspended Solids | Total | 21 mg/L | 21000 |  | 21 | mg/L | 02 | 2014-11-21 11:05
42464 | 11 | Freightliner Parts Manufacturing Plant – 5400 N BASIN AVE | 1200-Z | Stormwater | Total Suspended Solids | Total | < 5 mg/L | 5000 | < | 5 | mg/L | 01 | 2014-11-21 11:18
42468 | 11 | Freightliner Parts Manufacturing Plant – 5400 N BASIN AVE | 1200-Z | Stormwater | Total Suspended Solids | Total | < 5 mg/L | 5000 | < | 5 | mg/L | 03 | 2014-11-21 11:35
42582 | 11 | GI Trucking – 5820 N BASIN AVE | 1200-Z | Stormwater | Total Suspended Solids | Total | 246 mg/L | 246000 |  | 246 | mg/L | SW2 | 2014-11-21 12:35
42658 | 11 | VIGOR INDUSTRIAL – 5555 N CHANNEL AVE BLDG 71 | 1200-Z | Stormwater | Total Suspended Solids | Total | 5 mg/L | 5000 |  | 5 | mg/L | 03 | 2014-11-21 16:32
42431 | 11 | EWH, LLC – 5555 N CHANNEL AVE, BLDG 2 | 1200-Z | Stormwater | Total Suspended Solids | Total | < 5 mg/L | 5000 | < | 5 | mg/L | MP-1 | 2014-12-04 06:30
42436 | 11 | EWH, LLC – 5555 N CHANNEL AVE, BLDG 2 | 1200-Z | Stormwater | Total Suspended Solids | Total | 35 mg/L | 35000 |  | 35 | mg/L | MP-2 | 2014-12-04 06:55
42441 | 11 | EWH, LLC – 5555 N CHANNEL AVE, BLDG 2 | 1200-Z | Stormwater | Total Suspended Solids | Total | 5 mg/L | 5000 |  | 5 | mg/L | MP-3 | 2014-12-04 07:15
42446 | 11 | EWH, LLC – 5555 N CHANNEL AVE, BLDG 2 | 1200-Z | Stormwater | Total Suspended Solids | Total | 11 mg/L | 11000 |  | 11 | mg/L | MP-4 | 2014-12-04 07:35
42659 | 11 | VIGOR INDUSTRIAL – 5555 N CHANNEL AVE BLDG 71 | 1200-Z | Stormwater | Total Suspended Solids | Total | < 5 mg/L | 5000 | < | 5 | mg/L | 03 | 2014-12-09 13:50
42583 | 11 | GI Trucking – 5820 N BASIN AVE | 1200-Z | Stormwater | Total Suspended Solids | Total | 252 mg/L | 252000 |  | 252 | mg/L | SW2 | 2014-12-09 14:55
42432 | 11 | EWH, LLC – 5555 N CHANNEL AVE, BLDG 2 | 1200-Z | Stormwater | Total Suspended Solids | Total | < 5 mg/L | 5000 | < | 5 | mg/L | MP-1 | 2014-12-18 20:55
42437 | 11 | EWH, LLC – 5555 N CHANNEL AVE, BLDG 2 | 1200-Z | Stormwater | Total Suspended Solids | Total | 45 mg/L | 45000 |  | 45 | mg/L | MP-2 | 2014-12-18 21:10
42447 | 11 | EWH, LLC – 5555 N CHANNEL AVE, BLDG 2 | 1200-Z | Stormwater | Total Suspended Solids | Total | 7 mg/L | 7000 |  | 7 | mg/L | MP-4 | 2014-12-18 21:25
42442 | 11 | EWH, LLC – 5555 N CHANNEL AVE, BLDG 2 | 1200-Z | Stormwater | Total Suspended Solids | Total | 31 mg/L | 31000 |  | 31 | mg/L | MP-3 | 2014-12-18 21:25
42433 | 11 | EWH, LLC – 5555 N CHANNEL AVE, BLDG 2 | 1200-Z | Stormwater | Total Suspended Solids | Total | < 5 mg/L | 5000 | < | 5 | mg/L | MP-1 | 2015-02-05 16:20
42438 | 11 | EWH, LLC – 5555 N CHANNEL AVE, BLDG 2 | 1200-Z | Stormwater | Total Suspended Solids | Total | 24 mg/L | 24000 |  | 24 | mg/L | MP-2 | 2015-02-05 16:30
42443 | 11 | EWH, LLC – 5555 N CHANNEL AVE, BLDG 2 | 1200-Z | Stormwater | Total Suspended Solids | Total | 13 mg/L | 13000 |  | 13 | mg/L | MP-3 | 2015-02-05 16:45
42448 | 11 | EWH, LLC – 5555 N CHANNEL AVE, BLDG 2 | 1200-Z | Stormwater | Total Suspended Solids | Total | 11 mg/L | 11000 |  | 11 | mg/L | MP-4 | 2015-02-05 17:00
42449 | 11 | EWH, LLC – 5555 N CHANNEL AVE, BLDG 2 | 1200-Z | Stormwater | Total Suspended Solids | Total | < 5 mg/L | 5000 | < | 5 | mg/L | MP-4 | 2015-03-14 04:20
42450 | 11 | EWH, LLC – 5555 N CHANNEL AVE, BLDG 2 | 1200-Z | Stormwater | Total Suspended Solids | Total | 11 mg/L | 11000 |  | 11 | mg/L | MP-4 | 2015-03-14 04:30
42444 | 11 | EWH, LLC – 5555 N CHANNEL AVE, BLDG 2 | 1200-Z | Stormwater | Total Suspended Solids | Total | 31 mg/L | 31000 |  | 31 | mg/L | MP-3 | 2015-03-14 04:45
42445 | 11 | EWH, LLC – 5555 N CHANNEL AVE, BLDG 2 | 1200-Z | Stormwater | Total Suspended Solids | Total | < 5 mg/L | 5000 | < | 5 | mg/L | MP-3 | 2015-03-14 04:55
42439 | 11 | EWH, LLC – 5555 N CHANNEL AVE, BLDG 2 | 1200-Z | Stormwater | Total Suspended Solids | Total | 7 mg/L | 7000 |  | 7 | mg/L | MP-2 | 2015-03-14 05:05
42440 | 11 | EWH, LLC – 5555 N CHANNEL AVE, BLDG 2 | 1200-Z | Stormwater | Total Suspended Solids | Total | 8 mg/L | 8000 |  | 8 | mg/L | MP-2 | 2015-03-14 05:15
42434 | 11 | EWH, LLC – 5555 N CHANNEL AVE, BLDG 2 | 1200-Z | Stormwater | Total Suspended Solids | Total | < 5 mg/L | 5000 | < | 5 | mg/L | MP-1 | 2015-03-14 05:30
42435 | 11 | EWH, LLC – 5555 N CHANNEL AVE, BLDG 2 | 1200-Z | Stormwater | Total Suspended Solids | Total | < 5 mg/L | 5000 | < | 5 | mg/L | MP-1 | 2015-03-14 05:40
42584 | 11 | GI Trucking – 5820 N BASIN AVE | 1200-Z | Stormwater | Total Suspended Solids | Total | 98 mg/L | 98000 |  | 98 | mg/L | SW2 | 2015-03-14 11:45
42585 | 11 | GI Trucking – 5820 N BASIN AVE | 1200-Z | Stormwater | Total Suspended Solids | Total | 117 mg/L | 117000 |  | 117 | mg/L | SW2 | 2015-04-03 13:25
42458 | 11 | Freightliner - Truck Manufacturing Plant – 6936 N FATHOM ST | 1200-Z | Stormwater | Total Suspended Solids | Total | 10 mg/L | 10000 |  | 10 | mg/L | 01 | 2015-05-12 07:30
42462 | 11 | Freightliner - Truck Manufacturing Plant – 6936 N FATHOM ST | 1200-Z | Stormwater | Total Suspended Solids | Total | < 10 mg/L | 10000 | < | 10 | mg/L | 02 | 2015-05-12 07:45
42660 | 11 | VIGOR INDUSTRIAL – 5555 N CHANNEL AVE BLDG 71 | 1200-Z | Stormwater | Total Suspended Solids | Total | < 4.9 mg/L | 4900 | < | 4.9 | mg/L | 03 | 2015-05-12 10:06
57332 | 19 | US DOT CG - Marine Safety Station – 6767 N Basin Ave. | Source Control Data | Stormwater | Total Suspended Solids | Total | 11000 ug/l | 11000 |  | 11000 | ug/l | 1 | 2015-08-29
57325 | 19 | US DOT CG - Marine Safety Station – 6767 N Basin Ave. | Source Control Data | Stormwater | Total Suspended Solids | Total | 93000 ug/l | 93000 |  | 93000 | ug/l | 2 | 2015-08-29
57339 | 19 | US DOT CG - Marine Safety Station – 6767 N Basin Ave. | Source Control Data | Stormwater | Total Suspended Solids | Total | 13500 ug/l | 13500 |  | 13500 | ug/l | 3 | 2015-10-10
57333 | 19 | US DOT CG - Marine Safety Station – 6767 N Basin Ave. | Source Control Data | Stormwater | Total Suspended Solids | Total | 20500 ug/l | 20500 |  | 20500 | ug/l | 1 | 2015-10-10
57326 | 19 | US DOT CG - Marine Safety Station – 6767 N Basin Ave. | Source Control Data | Stormwater | Total Suspended Solids | Total | 27000 ug/l | 27000 |  | 27000 | ug/l | 2 | 2015-10-10
57345 | 19 | US DOT CG - Marine Safety Station – 6767 N Basin Ave. | Source Control Data | Stormwater | Total Suspended Solids | Total | 29500 ug/l | 29500 |  | 29500 | ug/l | 4 | 2015-10-10
57346 | 19 | US DOT CG - Marine Safety Station – 6767 N Basin Ave. | Source Control Data | Stormwater | Total Suspended Solids | Total | 2500 ug/l | 2500 |  | 2500 | ug/l | 4 | 2015-10-28
57327 | 19 | US DOT CG - Marine Safety Station – 6767 N Basin Ave. | Source Control Data | Stormwater | Total Suspended Solids | Total | 6000 ug/l | 6000 |  | 6000 | ug/l | 2 | 2015-10-28
57340 | 19 | US DOT CG - Marine Safety Station – 6767 N Basin Ave. | Source Control Data | Stormwater | Total Suspended Solids | Total | 7500 ug/l | 7500 |  | 7500 | ug/l | 3 | 2015-10-28
57334 | 19 | US DOT CG - Marine Safety Station – 6767 N Basin Ave. | Source Control Data | Stormwater | Total Suspended Solids | Total | 9000 ug/l | 9000 |  | 9000 | ug/l | 1 | 2015-10-28
47034 | 13 | GI Trucking – 5820 N BASIN AVE | 1200-Z | Stormwater | Total Suspended Solids | Total | 152 mg/L | 152000 |  | 152 | mg/L | SW2 | 2015-10-28 08:45
47000 | 13 | EWH, LLC – 5555 N CHANNEL AVE, BLDG 2 | 1200-Z | Stormwater | Total Suspended Solids | Total | 152 mg/L | 152000 |  | 152 | mg/L | MP-4 | 2015-10-31 15:45
46996 | 13 | EWH, LLC – 5555 N CHANNEL AVE, BLDG 2 | 1200-Z | Stormwater | Total Suspended Solids | Total | < 5 mg/L | 5000 | < | 5 | mg/L | MP-3 | 2015-10-31 15:55
46988 | 13 | EWH, LLC – 5555 N CHANNEL AVE, BLDG 2 | 1200-Z | Stormwater | Total Suspended Solids | Total | < 5 mg/L | 5000 | < | 5 | mg/L | MP-1 | 2015-10-31 16:10
46992 | 13 | EWH, LLC – 5555 N CHANNEL AVE, BLDG 2 | 1200-Z | Stormwater | Total Suspended Solids | Total | 7 mg/L | 7000 |  | 7 | mg/L | MP-2 | 2015-10-31 16:30
46997 | 13 | EWH, LLC – 5555 N CHANNEL AVE, BLDG 2 | 1200-Z | Stormwater | Total Suspended Solids | Total | < 5 mg/L | 5000 | < | 5 | mg/L | MP-3 | 2015-11-15 05:15
47001 | 13 | EWH, LLC – 5555 N CHANNEL AVE, BLDG 2 | 1200-Z | Stormwater | Total Suspended Solids | Total | < 5 mg/L | 5000 | < | 5 | mg/L | MP-4 | 2015-11-15 05:30
46993 | 13 | EWH, LLC – 5555 N CHANNEL AVE, BLDG 2 | 1200-Z | Stormwater | Total Suspended Solids | Total | 5 mg/L | 5000 |  | 5 | mg/L | MP-2 | 2015-11-15 05:45
46989 | 13 | EWH, LLC – 5555 N CHANNEL AVE, BLDG 2 | 1200-Z | Stormwater | Total Suspended Solids | Total | 11 mg/L | 11000 |  | 11 | mg/L | MP-1 | 2015-11-15 06:10
47035 | 13 | GI Trucking – 5820 N BASIN AVE | 1200-Z | Stormwater | Total Suspended Solids | Total | 274 mg/L | 274000 |  | 274 | mg/L | SW2 | 2015-11-17 09:27
46990 | 13 | EWH, LLC – 5555 N CHANNEL AVE, BLDG 2 | 1200-Z | Stormwater | Total Suspended Solids | Total | < 5 mg/L | 5000 | < | 5 | mg/L | MP-1 | 2016-01-12 15:00
46998 | 13 | EWH, LLC – 5555 N CHANNEL AVE, BLDG 2 | 1200-Z | Stormwater | Total Suspended Solids | Total | < 5 mg/L | 5000 | < | 5 | mg/L | MP-3 | 2016-01-12 15:25
47002 | 13 | EWH, LLC – 5555 N CHANNEL AVE, BLDG 2 | 1200-Z | Stormwater | Total Suspended Solids | Total | 11 mg/L | 11000 |  | 11 | mg/L | MP-4 | 2016-01-12 15:40
46994 | 13 | EWH, LLC – 5555 N CHANNEL AVE, BLDG 2 | 1200-Z | Stormwater | Total Suspended Solids | Total | 16 mg/L | 16000 |  | 16 | mg/L | MP-2 | 2016-01-12 16:05
47036 | 13 | GI Trucking – 5820 N BASIN AVE | 1200-Z | Stormwater | Total Suspended Solids | Total | 31 mg/L | 31000 |  | 31 | mg/L | SW2 | 2016-02-03 14:20
46991 | 13 | EWH, LLC – 5555 N CHANNEL AVE, BLDG 2 | 1200-Z | Stormwater | Total Suspended Solids | Total | < 5 mg/L | 5000 | < | 5 | mg/L | MP-1 | 2016-02-04 10:30
47003 | 13 | EWH, LLC – 5555 N CHANNEL AVE, BLDG 2 | 1200-Z | Stormwater | Total Suspended Solids | Total | 6 mg/L | 6000 |  | 6 | mg/L | MP-4 | 2016-02-04 10:40
46999 | 13 | EWH, LLC – 5555 N CHANNEL AVE, BLDG 2 | 1200-Z | Stormwater | Total Suspended Solids | Total | < 5 mg/L | 5000 | < | 5 | mg/L | MP-3 | 2016-02-04 10:50
46995 | 13 | EWH, LLC – 5555 N CHANNEL AVE, BLDG 2 | 1200-Z | Stormwater | Total Suspended Solids | Total | 8 mg/L | 8000 |  | 8 | mg/L | MP-2 | 2016-02-04 11:05
83557 | 26 | City of Portland Outfalls | Source Control Data | Stormwater | Total Suspended Solids | Total | 44 mg/L | 44000 |  | 44 | mg/L | M-2 | 2016-03-09
47037 | 13 | GI Trucking – 5820 N BASIN AVE | 1200-Z | Stormwater | Total Suspended Solids | Total | 38 mg/L | 38000 |  | 38 | mg/L | SW2 | 2016-03-09 10:25
99756 | 15 | Freightliner - Truck Manufacturing Plant – 6936 N FATHOM ST | 1200-Z | Stormwater | Total Suspended Solids | Total | 0.0484 ug/l | 48000 |  | 48 | mg/L | 01 | 2016-07-22 06:30
83558 | 26 | City of Portland Outfalls | Source Control Data | Stormwater | Total Suspended Solids | Total | 3 mg/L | 3000 |  | 3 | mg/L | M-2 | 2016-09-17
83559 | 26 | City of Portland Outfalls | Source Control Data | Stormwater | Total Suspended Solids | Total | 24 mg/L | 24000 |  | 24 | mg/L | M-2 | 2016-10-13
99758 | 15 | Freightliner - Truck Manufacturing Plant – 6936 N FATHOM ST | 1200-Z | Stormwater | Total Suspended Solids | Total | 0.0546 ug/l | 6000 |  | 6 | mg/L | 02 | 2016-10-13 02:54
99646 | 15 | EWH, LLC – 5555 N CHANNEL AVE, BLDG 2 | 1200-Z | Stormwater | Total Suspended Solids | Total | < 5 ug/l | 5000 | < | 5 | mg/L | MP-1 | 2016-10-13 06:10
99657 | 15 | EWH, LLC – 5555 N CHANNEL AVE, BLDG 2 | 1200-Z | Stormwater | Total Suspended Solids | Total | 2.4 ug/l | 5000 | < | 5 | mg/L | MP-4 | 2016-10-13 06:45
99650 | 15 | EWH, LLC – 5555 N CHANNEL AVE, BLDG 2 | 1200-Z | Stormwater | Total Suspended Solids | Total | 9 ug/l | 5000 | < | 5 | mg/L | MP-2 | 2016-10-13 07:10
99824 | 15 | GI Trucking – 5820 N BASIN AVE | 1200-Z | Stormwater | Total Suspended Solids | Total | 0.0003 ug/l | 25000 |  | 25 | mg/L | SW2 | 2016-10-13 10:55
99647 | 15 | EWH, LLC – 5555 N CHANNEL AVE, BLDG 2 | 1200-Z | Stormwater | Total Suspended Solids | Total | < 5 ug/l | 5000 | < | 5 | mg/L | MP-1 | 2016-11-25 08:25
99654 | 15 | EWH, LLC – 5555 N CHANNEL AVE, BLDG 2 | 1200-Z | Stormwater | Total Suspended Solids | Total | 21 ug/l | 10000 |  | 10 | mg/L | MP-3 | 2016-11-25 08:45
99651 | 15 | EWH, LLC – 5555 N CHANNEL AVE, BLDG 2 | 1200-Z | Stormwater | Total Suspended Solids | Total | 8 ug/l | 5000 |  | 5 | mg/L | MP-2 | 2016-11-25 08:55
99759 | 15 | Freightliner - Truck Manufacturing Plant – 6936 N FATHOM ST | 1200-Z | Stormwater | Total Suspended Solids | Total | 0.0346 ug/l | 5000 | < | 5 | mg/L | 02 | 2016-12-02 07:15
99825 | 15 | GI Trucking – 5820 N BASIN AVE | 1200-Z | Stormwater | Total Suspended Solids | Total | 0.00077 ug/l | 29000 |  | 29 | mg/L | SW2 | 2016-12-05 08:47
83560 | 26 | City of Portland Outfalls | Source Control Data | Stormwater | Total Suspended Solids | Total | 45 mg/L | 45000 |  | 45 | mg/L | M-2 | 2017-02-08
103171 | 15 | VIGOR INDUSTRIAL – 5555 N CHANNEL AVE BLDG 71 | 1200-Z | Stormwater | Total Suspended Solids | Total | < 0.001 ug/l | 103000 |  | 103 | mg/L | 09 | 2017-02-09 12:47
99757 | 15 | Freightliner - Truck Manufacturing Plant – 6936 N FATHOM ST | 1200-Z | Stormwater | Total Suspended Solids | Total | 0.105 ug/l | 189000 |  | 189 | mg/L | 01 | 2017-02-09 12:50
103130 | 15 | VIGOR INDUSTRIAL – 5555 N CHANNEL AVE BLDG 71 | 1200-Z | Stormwater | Total Suspended Solids | Total | < 0.00059 ug/l | 38000 |  | 38 | mg/L | 08 | 2017-02-09 13:15
99658 | 15 | EWH, LLC – 5555 N CHANNEL AVE, BLDG 2 | 1200-Z | Stormwater | Total Suspended Solids | Total | < 5 ug/l | 5000 | < | 5 | mg/L | MP-4 | 2017-02-15 18:25
99655 | 15 | EWH, LLC – 5555 N CHANNEL AVE, BLDG 2 | 1200-Z | Stormwater | Total Suspended Solids | Total | 17 ug/l | 5000 | < | 5 | mg/L | MP-3 | 2017-02-15 18:50
99648 | 15 | EWH, LLC – 5555 N CHANNEL AVE, BLDG 2 | 1200-Z | Stormwater | Total Suspended Solids | Total | 12 ug/l | 5000 | < | 5 | mg/L | MP-1 | 2017-02-15 19:05
99652 | 15 | EWH, LLC – 5555 N CHANNEL AVE, BLDG 2 | 1200-Z | Stormwater | Total Suspended Solids | Total | < 10 ug/l | 5000 |  | 5 | mg/L | MP-2 | 2017-02-15 19:30
99826 | 15 | GI Trucking – 5820 N BASIN AVE | 1200-Z | Stormwater | Total Suspended Solids | Total | 0.000051 ug/l | 8000 |  | 8 | mg/L | SW2 | 2017-02-21 07:55
99827 | 15 | GI Trucking – 5820 N BASIN AVE | 1200-Z | Stormwater | Total Suspended Solids | Total | < 0.00002 ug/l | 25000 |  | 25 | mg/L | SW2 | 2017-03-13 10:40
99760 | 15 | Freightliner - Truck Manufacturing Plant – 6936 N FATHOM ST | 1200-Z | Stormwater | Total Suspended Solids | Total | 0.029 ug/l | 32000 |  | 32 | mg/L | 02 | 2017-03-13 12:20
99761 | 15 | Freightliner - Truck Manufacturing Plant – 6936 N FATHOM ST | 1200-Z | Stormwater | Total Suspended Solids | Total | 0.0304 ug/l | 19000 |  | 19 | mg/L | 02 | 2017-04-06 10:10
99659 | 15 | EWH, LLC – 5555 N CHANNEL AVE, BLDG 2 | 1200-Z | Stormwater | Total Suspended Solids | Total | < 5 ug/l | 26000 |  | 26 | mg/L | MP-4 | 2017-04-24 09:50
99656 | 15 | EWH, LLC – 5555 N CHANNEL AVE, BLDG 2 | 1200-Z | Stormwater | Total Suspended Solids | Total | 10 ug/l | 10000 |  | 10 | mg/L | MP-3 | 2017-04-24 10:00
99649 | 15 | EWH, LLC – 5555 N CHANNEL AVE, BLDG 2 | 1200-Z | Stormwater | Total Suspended Solids | Total | 2.4 ug/l | 5000 | < | 5 | mg/L | MP-1 | 2017-04-24 10:10
99653 | 15 | EWH, LLC – 5555 N CHANNEL AVE, BLDG 2 | 1200-Z | Stormwater | Total Suspended Solids | Total | 2.4 ug/l | 9000 |  | 9 | mg/L | MP-2 | 2017-04-24 10:20
102961 | 15 | VIGOR INDUSTRIAL – 5555 N CHANNEL AVE BLDG 71 | 1200-Z | Stormwater | Total Suspended Solids | Total | < 0.001 ug/l | 7000 |  | 7 | mg/L | 04 | 2017-04-24 11:40
102972 | 15 | VIGOR INDUSTRIAL – 5555 N CHANNEL AVE BLDG 71 | 1200-Z | Stormwater | Total Suspended Solids | Total | < 0.001 ug/l | 8000 |  | 8 | mg/L | 04 | 2017-04-24 11:41
102984 | 15 | VIGOR INDUSTRIAL – 5555 N CHANNEL AVE BLDG 71 | 1200-Z | Stormwater | Total Suspended Solids | Total | < 0.001 ug/l | 5000 |  | 5 | mg/L | 04 | 2017-04-24 11:42
103004 | 15 | VIGOR INDUSTRIAL – 5555 N CHANNEL AVE BLDG 71 | 1200-Z | Stormwater | Total Suspended Solids | Total | < 0.001 ug/l | 6000 |  | 6 | mg/L | 04 | 2017-05-05 10:23
103014 | 15 | VIGOR INDUSTRIAL – 5555 N CHANNEL AVE BLDG 71 | 1200-Z | Stormwater | Total Suspended Solids | Total | < 0.001 ug/l | 5000 | < | 5 | mg/L | 04 | 2017-05-05 10:24
103026 | 15 | VIGOR INDUSTRIAL – 5555 N CHANNEL AVE BLDG 71 | 1200-Z | Stormwater | Total Suspended Solids | Total | < 0.001 ug/l | 30000 |  | 30 | mg/L | 04 | 2017-05-11 10:40
103037 | 15 | VIGOR INDUSTRIAL – 5555 N CHANNEL AVE BLDG 71 | 1200-Z | Stormwater | Total Suspended Solids | Total | < 0.001 ug/l | 24000 |  | 24 | mg/L | 04 | 2017-05-11 10:41
103048 | 15 | VIGOR INDUSTRIAL – 5555 N CHANNEL AVE BLDG 71 | 1200-Z | Stormwater | Total Suspended Solids | Total | < 0.00051 ug/l | 23000 |  | 23 | mg/L | 04 | 2017-05-11 10:42

## BEHP
ECSI # | Site Name | Number of Total Data Points Available | Percentage of Total
| City of Portland | 4 | 6.8966
271 | Portland Shipyard OU1/Vigor | 4 | 6.8966 |  |  |  | Year | Average | Number of Data Points |  | Averages before/After
5685 | EWH,LLC (Service steel) | 6 | 10.3448 |  |  |  | Before 2010 | 5.5147 | 18 |  | Year | Average | N=
1430 | Estey(Automatic Vending) | None Available | NA |  |  |  | 2010 | NA | 0 |  | 2011-2009 | 5.0892
115 | Freightliner Parts Manufacturing Plant – 5400 N BASIN AVE | 16 | 27.5862 |  |  |  | 2011 | 1.26 | 2 |  | 2012-2017 | 3.1814
2366 | Freightliner - Truck Manufacturing Plant – 6936 N FATHOM ST | 25 | 43.1034 |  |  |  | 2012 | NA | 0
260 | Office Depot Island Holdings | None Available | NA |  |  |  | 2013 | 21 | 2
1840 | GI Trucking | None Available | NA |  |  |  | 2014 | 2.5885 | 25
4461 | Lynden Farms (ATC Leasing) | None Available | NA |  |  |  | 2015 | 1.3177 | 4
3807 | Roadway Express | None Available | NA |  |  |  | 2016 | 1.0122 | 5
2365 | Fred Devine : Goes to outfall M-1 | 3 | 5.1724 |  |  |  | 2017 | 1.925 | 2
5109 | US Navy Reserve | None Available | NA
1338 | US DOT CG - Marine Safety Station – 6767 N Basin Ave. | None Available | NA
Total | Total | 58
RecordID | DataFileID | Facility | Project | Medium | Analyte | FractionAnalyzed | Result_AsText | Result_LessOrGreaterThan | MICROGRAMS/L | ResultValue | Units | SampleCollectionLocation | SampleCollectionDate | OtherNotes | DataQuality | ResultType
11163 | 5 | Fred Devine Diving and Salvage Co. – 6211 N Ensign St. | Rank-Order Curve Graphs | Stormwater | bis(2-Ethylhexyl)phthalate | Total | 3.1 ug/L |  | 3.1 | 3.1 | ug/L |  | Pre 2009 | Data from original version of charts; COP dataset
11515 | 5 | Freightliner Parts Manufacturing Plant – 5400 N BASIN AVE | Rank-Order Curve Graphs | Stormwater | bis(2-Ethylhexyl)phthalate | Total | 0.774 ug/L |  | 0.774 | 0.774 | ug/L |  | Pre 2009 | Data from original version of charts; COP dataset
10849 | 5 | Freightliner Parts Manufacturing Plant – 5400 N BASIN AVE | Rank-Order Curve Graphs | Stormwater | bis(2-Ethylhexyl)phthalate | Total | 12.4 ug/L |  | 12.4 | 12.4 | ug/L |  | Pre 2009 | Data from original version of charts; COP dataset
10773 | 5 | Freightliner Parts Manufacturing Plant – 5400 N BASIN AVE | Rank-Order Curve Graphs | Stormwater | bis(2-Ethylhexyl)phthalate | Total | 19.7 ug/L |  | 19.7 | 19.7 | ug/L |  | Pre 2009 | Data from original version of charts; COP dataset
11236 | 5 | Freightliner Parts Manufacturing Plant – 5400 N BASIN AVE | Rank-Order Curve Graphs | Stormwater | bis(2-Ethylhexyl)phthalate | Total | 2.01 ug/L |  | 2.01 | 2.01 | ug/L |  | Pre 2009 | Data from original version of charts; COP dataset
11208 | 5 | Freightliner Parts Manufacturing Plant – 5400 N BASIN AVE | Rank-Order Curve Graphs | Stormwater | bis(2-Ethylhexyl)phthalate | Total | 2.48 ug/L |  | 2.48 | 2.48 | ug/L |  | Pre 2009 | Data from original version of charts; COP dataset
11153 | 5 | Freightliner Parts Manufacturing Plant – 5400 N BASIN AVE | Rank-Order Curve Graphs | Stormwater | bis(2-Ethylhexyl)phthalate | Total | 3.29 ug/L |  | 3.29 | 3.29 | ug/L |  | Pre 2009 | Data from original version of charts; COP dataset
10941 | 5 | Freightliner Parts Manufacturing Plant – 5400 N BASIN AVE | Rank-Order Curve Graphs | Stormwater | bis(2-Ethylhexyl)phthalate | Total | 8.13 ug/L |  | 8.13 | 8.13 | ug/L |  | Pre 2009 | Data from original version of charts; COP dataset
9309 | 5 | Fred Devine Diving and Salvage Co. – 6211 N Ensign St. | Rank-Order Curve Graphs | Stormwater | bis(2-Ethylhexyl)phthalate | Total | <10 ug/L | < | 10 | 10 | ug/L | SP01 | 2007-11-16 | Data from original version of charts; COP dataset
9305 | 5 | Fred Devine Diving and Salvage Co. – 6211 N Ensign St. | Rank-Order Curve Graphs | Stormwater | bis(2-Ethylhexyl)phthalate | Total | 2.9 ug/L |  | 2.9 | 2.9 | ug/L | SP01 | 2007-11-28 | Data from original version of charts; COP dataset
9010 | 5 | Freightliner - Truck Manufacturing Plant – 6936 N FATHOM ST | Rank-Order Curve Graphs | Stormwater | bis(2-Ethylhexyl)phthalate | Total | 2.17 ug/l |  | 2.17 | 2.17 | ug/l | Ensign St. | 2008-11-20 | Data added to charts 3/25/15
9007 | 5 | Freightliner - Truck Manufacturing Plant – 6936 N FATHOM ST | Rank-Order Curve Graphs | Stormwater | bis(2-Ethylhexyl)phthalate | Total | 4 ug/l |  | 4 | 4 | ug/l | Fathom St. | 2008-11-20 | Data added to charts 3/25/15
8784 | 5 | Freightliner - Truck Manufacturing Plant – 6936 N FATHOM ST | Rank-Order Curve Graphs | Stormwater | bis(2-Ethylhexyl)phthalate | Total | 1.91 ug/l |  | 1.91 | 1.91 | ug/l | Fathom St. | 2009-02-23 | Data added to charts 3/25/15
8770 | 5 | Freightliner - Truck Manufacturing Plant – 6936 N FATHOM ST | Rank-Order Curve Graphs | Stormwater | bis(2-Ethylhexyl)phthalate | Total | 5.36 ug/l |  | 5.36 | 5.36 | ug/l | Ensign St. | 2009-02-23 | Data added to charts 3/25/15
8581 | 5 | Freightliner - Truck Manufacturing Plant – 6936 N FATHOM ST | Rank-Order Curve Graphs | Stormwater | bis(2-Ethylhexyl)phthalate | Total | 0.74 ug/l |  | 0.74 | 0.74 | ug/l | Ensign St. | 2009-05-04 | Data added to charts 3/25/15
8573 | 5 | Freightliner - Truck Manufacturing Plant – 6936 N FATHOM ST | Rank-Order Curve Graphs | Stormwater | bis(2-Ethylhexyl)phthalate | Total | 12.1 ug/l |  | 12.1 | 12.1 | ug/l | Fathom St. | 2009-05-04 | Data added to charts 3/25/15
8451 | 5 | Freightliner - Truck Manufacturing Plant – 6936 N FATHOM ST | Rank-Order Curve Graphs | Stormwater | bis(2-Ethylhexyl)phthalate | Total | 3.99 ug/l |  | 3.99 | 3.99 | ug/l | Ensign St. | 2009-09-30 | Data added to charts 3/25/15
8450 | 5 | Freightliner - Truck Manufacturing Plant – 6936 N FATHOM ST | Rank-Order Curve Graphs | Stormwater | bis(2-Ethylhexyl)phthalate | Total | 4.21 ug/l |  | 4.21 | 4.21 | ug/l | Fathom St. | 2009-09-30 | Data added to charts 3/25/15
7794 | 5 | Freightliner - Truck Manufacturing Plant – 6936 N FATHOM ST | Rank-Order Curve Graphs | Stormwater | bis(2-Ethylhexyl)phthalate | Total | 0.18 ug/l |  | 0.18 | 0.18 | ug/l | Fathom St. | 2011-03-09 | Data added to charts 3/25/15
7762 | 5 | Freightliner - Truck Manufacturing Plant – 6936 N FATHOM ST | Rank-Order Curve Graphs | Stormwater | bis(2-Ethylhexyl)phthalate | Total | 2.34 ug/l |  | 2.34 | 2.34 | ug/l | Ensign St. | 2011-03-09 | Data added to charts 3/25/15
26849 | 9 | EWH, LLC – 5555 N CHANNEL AVE, BLDG 2 | 1200-Z | Stormwater | bis(2-Ethylhexyl)phthalate | Total | <0.014 mg/L | < | 14 | 14 | ug/l | MP-3 | 2013-11-19 | tester: self
26846 | 9 | EWH, LLC – 5555 N CHANNEL AVE, BLDG 2 | 1200-Z | Stormwater | bis(2-Ethylhexyl)phthalate | Total | <0.028 mg/L | < | 28 | 28 | ug/l | MP-1 | 2013-11-19 | tester: self
26851 | 9 | VIGOR INDUSTRIAL – 5555 N CHANNEL AVE BLDG 71 | 1200-Z | Stormwater | bis(2-Ethylhexyl)phthalate | Total | <0.00846 mg/L | < | 8.46 | 8.46 | ug/l | 3 | 2014-02-19 | tester: self
26853 | 9 | VIGOR INDUSTRIAL – 5555 N CHANNEL AVE BLDG 71 | 1200-Z | Stormwater | bis(2-Ethylhexyl)phthalate | Total | <0.0022 mg/L | < | 2.2 | 2.2 | ug/l | 3 | 2014-03-28 | tester: self
26850 | 9 | VIGOR INDUSTRIAL – 5555 N CHANNEL AVE BLDG 71 | 1200-Z | Stormwater | bis(2-Ethylhexyl)phthalate | Total | <0.0115 mg/L | < | 11.5 | 11.5 | ug/l | 3 | 2014-04-23 | tester: self
26859 | 9 | Freightliner Parts Manufacturing Plant – 5400 N BASIN AVE | 1200-Z | Stormwater | bis(2-Ethylhexyl)phthalate | Total | <0.000951 mg/L | < | 0.951 | 0.951 | ug/l | 2 | 2014-06-12 | tester: self
26858 | 9 | Freightliner Parts Manufacturing Plant – 5400 N BASIN AVE | 1200-Z | Stormwater | bis(2-Ethylhexyl)phthalate | Total | <0.000956 mg/L | < | 0.956 | 0.956 | ug/l | 3 | 2014-06-12 | tester: self
26856 | 9 | Freightliner Parts Manufacturing Plant – 5400 N BASIN AVE | 1200-Z | Stormwater | bis(2-Ethylhexyl)phthalate | Total | <0.00113 mg/L | < | 1.13 | 1.13 | ug/l | 1 | 2014-06-12 | tester: self
3802 | 5 | Freightliner - Truck Manufacturing Plant – 6936 N FATHOM ST | Rank-Order Curve Graphs | Stormwater | bis(2-Ethylhexyl)phthalate | Total | 1.51 ug/l |  | 1.51 | 1.51 | ug/l | Fathom St. | 2014-10-13 | Data added to charts 3/25/15
3799 | 5 | Freightliner - Truck Manufacturing Plant – 6936 N FATHOM ST | Rank-Order Curve Graphs | Stormwater | bis(2-Ethylhexyl)phthalate | Total | 6.25 ug/l |  | 6.25 | 6.25 | ug/l | Ensign St. | 2014-10-13 | Data added to charts 3/25/15
38118 | 11 | Freightliner - Truck Manufacturing Plant – 6936 N FATHOM ST | 1200-Z | Stormwater | bis(2-Ethylhexyl)phthalate | Total | 0.00151 mg/L |  | 1.51 | 0.00151 | mg/L | 01 | 2014-10-13 11:22
38121 | 11 | Freightliner - Truck Manufacturing Plant – 6936 N FATHOM ST | 1200-Z | Stormwater | bis(2-Ethylhexyl)phthalate | Total | 0.00625 mg/L |  | 6.25 | 0.00625 | mg/L | 02 | 2014-10-13 11:57
3759 | 5 | Freightliner - Truck Manufacturing Plant – 6936 N FATHOM ST | Rank-Order Curve Graphs | Stormwater | bis(2-Ethylhexyl)phthalate | Total | 0.405 ug/l |  | 0.405 | 0.405 | ug/l | Ensign St. | 2014-10-20 | Data added to charts 3/25/15
3752 | 5 | Freightliner - Truck Manufacturing Plant – 6936 N FATHOM ST | Rank-Order Curve Graphs | Stormwater | bis(2-Ethylhexyl)phthalate | Total | 3.56 ug/l |  | 3.56 | 3.56 | ug/l | Fathom St. | 2014-10-20 | Data added to charts 3/25/15
38119 | 11 | Freightliner - Truck Manufacturing Plant – 6936 N FATHOM ST | 1200-Z | Stormwater | bis(2-Ethylhexyl)phthalate | Total | 0.00356 mg/L |  | 3.56 | 0.00356 | mg/L | 01 | 2014-10-20 15:05
38122 | 11 | Freightliner - Truck Manufacturing Plant – 6936 N FATHOM ST | 1200-Z | Stormwater | bis(2-Ethylhexyl)phthalate | Total | 0.000405 mg/L |  | 0.405 | 0.000405 | mg/L | 02 | 2014-10-20 15:15
3736 | 5 | Freightliner - Truck Manufacturing Plant – 6936 N FATHOM ST | Rank-Order Curve Graphs | Stormwater | bis(2-Ethylhexyl)phthalate | Total | 0.419 ug/l |  | 0.419 | 0.419 | ug/l | Ensign St. | 2014-10-21 | Data added to charts 3/25/15
3730 | 5 | Freightliner - Truck Manufacturing Plant – 6936 N FATHOM ST | Rank-Order Curve Graphs | Stormwater | bis(2-Ethylhexyl)phthalate | Total | 4.35 ug/l |  | 4.35 | 4.35 | ug/l | Fathom St. | 2014-10-21 | Data added to charts 3/25/15
38120 | 11 | Freightliner - Truck Manufacturing Plant – 6936 N FATHOM ST | 1200-Z | Stormwater | bis(2-Ethylhexyl)phthalate | Total | 0.00435 mg/L |  | 4.35 | 0.00435 | mg/L | 01 | 2014-10-21 23:10
38123 | 11 | Freightliner - Truck Manufacturing Plant – 6936 N FATHOM ST | 1200-Z | Stormwater | bis(2-Ethylhexyl)phthalate | Total | 0.000419 mg/L |  | 0.419 | 0.000419 | mg/L | 02 | 2014-10-21 23:45
38126 | 11 | Freightliner Parts Manufacturing Plant – 5400 N BASIN AVE | 1200-Z | Stormwater | bis(2-Ethylhexyl)phthalate | Total | < 0.000945 mg/L | < | 0.945 | 0.000945 | mg/L | 02 | 2014-11-06 08:00
38124 | 11 | Freightliner Parts Manufacturing Plant – 5400 N BASIN AVE | 1200-Z | Stormwater | bis(2-Ethylhexyl)phthalate | Total | < 0.000947 mg/L | < | 0.947 | 0.000947 | mg/L | 01 | 2014-11-06 08:13
38128 | 11 | Freightliner Parts Manufacturing Plant – 5400 N BASIN AVE | 1200-Z | Stormwater | bis(2-Ethylhexyl)phthalate | Total | < 0.00105 mg/L | < | 1.05 | 0.00105 | mg/L | 03 | 2014-11-06 08:13
38127 | 11 | Freightliner Parts Manufacturing Plant – 5400 N BASIN AVE | 1200-Z | Stormwater | bis(2-Ethylhexyl)phthalate | Total | 0.000574 mg/L |  | 0.574 | 0.000574 | mg/L | 02 | 2014-11-21 11:05
38125 | 11 | Freightliner Parts Manufacturing Plant – 5400 N BASIN AVE | 1200-Z | Stormwater | bis(2-Ethylhexyl)phthalate | Total | 0.000907 mg/L |  | 0.907 | 0.000907 | mg/L | 01 | 2014-11-21 11:18
38129 | 11 | Freightliner Parts Manufacturing Plant – 5400 N BASIN AVE | 1200-Z | Stormwater | bis(2-Ethylhexyl)phthalate | Total | 0.00189 mg/L |  | 1.89 | 0.00189 | mg/L | 03 | 2014-11-21 11:35
38135 | 11 | VIGOR INDUSTRIAL – 5555 N CHANNEL AVE BLDG 71 | 1200-Z | Stormwater | bis(2-Ethylhexyl)phthalate | Total | < 0.000214 mg/L | < | 0.214 | 0.000214 | mg/L | 03 | 2014-11-21 16:32
38117 | 11 | EWH, LLC – 5555 N CHANNEL AVE, BLDG 2 | 1200-Z | Stormwater | bis(2-Ethylhexyl)phthalate | Total | < 0.00152 mg/L | < | 1.52 | 0.00152 | mg/L | MP-4 | 2015-03-14 04:20
38116 | 11 | EWH, LLC – 5555 N CHANNEL AVE, BLDG 2 | 1200-Z | Stormwater | bis(2-Ethylhexyl)phthalate | Total | 0.000941 mg/L |  | 0.941 | 0.000941 | mg/L | MP-3 | 2015-03-14 04:45
38115 | 11 | EWH, LLC – 5555 N CHANNEL AVE, BLDG 2 | 1200-Z | Stormwater | bis(2-Ethylhexyl)phthalate | Total | 0.00129 mg/L |  | 1.29 | 0.00129 | mg/L | MP-2 | 2015-03-14 05:05
38114 | 11 | EWH, LLC – 5555 N CHANNEL AVE, BLDG 2 | 1200-Z | Stormwater | bis(2-Ethylhexyl)phthalate | Total | < 0.00152 mg/L | < | 1.52 | 0.00152 | mg/L | MP-1 | 2015-03-14 05:30
82322 | 26 | City of Portland Outfalls | Source Control Data | Stormwater | bis(2-Ethylhexyl)phthalate | Total | 2 ug/l |  | 2 | 2 | ug/l | M-2 | 2016-03-09
82323 | 26 | City of Portland Outfalls | Source Control Data | Stormwater | bis(2-Ethylhexyl)phthalate | Total | 0.58 ug/l |  | 0.58 | 0.58 | ug/l | M-2 | 2016-09-17
82324 | 26 | City of Portland Outfalls | Source Control Data | Stormwater | bis(2-Ethylhexyl)phthalate | Total | 1.4 ug/l |  | 1.4 | 1.4 | ug/l | M-2 | 2016-10-13
99705 | 15 | Freightliner - Truck Manufacturing Plant – 6936 N FATHOM ST | 1200-Z | Stormwater | bis(2-Ethylhexyl)phthalate | Total | 7.32 other |  | 0.744 | 0.000744 | mg/L | 02 | 2016-10-13 02:54
99706 | 15 | Freightliner - Truck Manufacturing Plant – 6936 N FATHOM ST | 1200-Z | Stormwater | bis(2-Ethylhexyl)phthalate | Total | 7.54 other |  | 0.337 | 0.000337 | mg/L | 02 | 2016-12-02 07:15
82325 | 26 | City of Portland Outfalls | Source Control Data | Stormwater | bis(2-Ethylhexyl)phthalate | Total | 2.3 ug/l |  | 2.3 | 2.3 | ug/l | M-2 | 2017-02-08
99707 | 15 | Freightliner - Truck Manufacturing Plant – 6936 N FATHOM ST | 1200-Z | Stormwater | bis(2-Ethylhexyl)phthalate | Total | 6.75 other |  | 1.55 | 0.00155 | mg/L | 02 | 2017-03-13 12:20

## BEHP Data EWH
RecordID | DataFileID | Facility | Project | Medium | Analyte | FractionAnalyzed | Result_AsText | Result_LessOrGreaterThan | MICROGRAMS/L | ResultValue | Units | SampleCollectionLocation | SampleCollectionDate | OtherNotes | DataQuality | ResultType | Year | Average
26849 | 9 | EWH, LLC – 5555 N CHANNEL AVE, BLDG 2 | 1200-Z | Stormwater | bis(2-Ethylhexyl)phthalate | Total | <0.014 mg/L | < | 14 | 14 | ug/l | MP-3 | 2013-11-19 | tester: self |  |  | 2013 | 21
26846 | 9 | EWH, LLC – 5555 N CHANNEL AVE, BLDG 2 | 1200-Z | Stormwater | bis(2-Ethylhexyl)phthalate | Total | <0.028 mg/L | < | 28 | 28 | ug/l | MP-1 | 2013-11-19 | tester: self |  |  | 2015 | 1.3177
38117 | 11 | EWH, LLC – 5555 N CHANNEL AVE, BLDG 2 | 1200-Z | Stormwater | bis(2-Ethylhexyl)phthalate | Total | < 0.00152 mg/L | < | 1.52 | 0.00152 | mg/L | MP-4 | 2015-03-14 04:20
38116 | 11 | EWH, LLC – 5555 N CHANNEL AVE, BLDG 2 | 1200-Z | Stormwater | bis(2-Ethylhexyl)phthalate | Total | 0.000941 mg/L |  | 0.941 | 0.000941 | mg/L | MP-3 | 2015-03-14 04:45
38115 | 11 | EWH, LLC – 5555 N CHANNEL AVE, BLDG 2 | 1200-Z | Stormwater | bis(2-Ethylhexyl)phthalate | Total | 0.00129 mg/L |  | 1.29 | 0.00129 | mg/L | MP-2 | 2015-03-14 05:05
38114 | 11 | EWH, LLC – 5555 N CHANNEL AVE, BLDG 2 | 1200-Z | Stormwater | bis(2-Ethylhexyl)phthalate | Total | < 0.00152 mg/L | < | 1.52 | 0.00152 | mg/L | MP-1 | 2015-03-14 05:30

## BEHP VIGOR
RecordID | DataFileID | Facility | Project | Medium | Analyte | FractionAnalyzed | Result_AsText | Result_LessOrGreaterThan | MICROGRAMS/L | ResultValue | Units | SampleCollectionLocation | SampleCollectionDate | OtherNotes | DataQuality | ResultType | Year | Average
26851 | 9 | VIGOR INDUSTRIAL – 5555 N CHANNEL AVE BLDG 71 | 1200-Z | Stormwater | bis(2-Ethylhexyl)phthalate | Total | <0.00846 mg/L | < | 8.46 | 8.46 | ug/l | 3 | 2014-02-19 | tester: self |  |  | 2014 | 5.5935
26853 | 9 | VIGOR INDUSTRIAL – 5555 N CHANNEL AVE BLDG 71 | 1200-Z | Stormwater | bis(2-Ethylhexyl)phthalate | Total | <0.0022 mg/L | < | 2.2 | 2.2 | ug/l | 3 | 2014-03-28 | tester: self
26850 | 9 | VIGOR INDUSTRIAL – 5555 N CHANNEL AVE BLDG 71 | 1200-Z | Stormwater | bis(2-Ethylhexyl)phthalate | Total | <0.0115 mg/L | < | 11.5 | 11.5 | ug/l | 3 | 2014-04-23 | tester: self
38135 | 11 | VIGOR INDUSTRIAL – 5555 N CHANNEL AVE BLDG 71 | 1200-Z | Stormwater | bis(2-Ethylhexyl)phthalate | Total | < 0.000214 mg/L | < | 0.214 | 0.000214 | mg/L | 03 | 2014-11-21 16:32

## The FTMP BEHP
[17 empty] | Year | Average
RecordID | DataFileID | Facility | Project | Medium | Analyte | FractionAnalyzed | Result_AsText | Result_LessOrGreaterThan | MICROGRAMS/L | ResultValue | Units | SampleCollectionLocation | SampleCollectionDate | OtherNotes | DataQuality | ResultType | 2008 | 3.085
9010 | 5 | Freightliner - Truck Manufacturing Plant – 6936 N FATHOM ST | Rank-Order Curve Graphs | Stormwater | bis(2-Ethylhexyl)phthalate | Total | 2.17 ug/l |  | 2.17 | 2.17 | ug/l | Ensign St. | 2008-11-20 | Data added to charts 3/25/15 |  |  | 2009 | 4.7183
9007 | 5 | Freightliner - Truck Manufacturing Plant – 6936 N FATHOM ST | Rank-Order Curve Graphs | Stormwater | bis(2-Ethylhexyl)phthalate | Total | 4 ug/l |  | 4 | 4 | ug/l | Fathom St. | 2008-11-20 | Data added to charts 3/25/15 |  |  | 2011 | 1.26
8784 | 5 | Freightliner - Truck Manufacturing Plant – 6936 N FATHOM ST | Rank-Order Curve Graphs | Stormwater | bis(2-Ethylhexyl)phthalate | Total | 1.91 ug/l |  | 1.91 | 1.91 | ug/l | Fathom St. | 2009-02-23 | Data added to charts 3/25/15 |  |  | 2014 | 2.5228
8770 | 5 | Freightliner - Truck Manufacturing Plant – 6936 N FATHOM ST | Rank-Order Curve Graphs | Stormwater | bis(2-Ethylhexyl)phthalate | Total | 5.36 ug/l |  | 5.36 | 5.36 | ug/l | Ensign St. | 2009-02-23 | Data added to charts 3/25/15
8581 | 5 | Freightliner - Truck Manufacturing Plant – 6936 N FATHOM ST | Rank-Order Curve Graphs | Stormwater | bis(2-Ethylhexyl)phthalate | Total | 0.74 ug/l |  | 0.74 | 0.74 | ug/l | Ensign St. | 2009-05-04 | Data added to charts 3/25/15
8573 | 5 | Freightliner - Truck Manufacturing Plant – 6936 N FATHOM ST | Rank-Order Curve Graphs | Stormwater | bis(2-Ethylhexyl)phthalate | Total | 12.1 ug/l |  | 12.1 | 12.1 | ug/l | Fathom St. | 2009-05-04 | Data added to charts 3/25/15
8451 | 5 | Freightliner - Truck Manufacturing Plant – 6936 N FATHOM ST | Rank-Order Curve Graphs | Stormwater | bis(2-Ethylhexyl)phthalate | Total | 3.99 ug/l |  | 3.99 | 3.99 | ug/l | Ensign St. | 2009-09-30 | Data added to charts 3/25/15
8450 | 5 | Freightliner - Truck Manufacturing Plant – 6936 N FATHOM ST | Rank-Order Curve Graphs | Stormwater | bis(2-Ethylhexyl)phthalate | Total | 4.21 ug/l |  | 4.21 | 4.21 | ug/l | Fathom St. | 2009-09-30 | Data added to charts 3/25/15
7794 | 5 | Freightliner - Truck Manufacturing Plant – 6936 N FATHOM ST | Rank-Order Curve Graphs | Stormwater | bis(2-Ethylhexyl)phthalate | Total | 0.18 ug/l |  | 0.18 | 0.18 | ug/l | Fathom St. | 2011-03-09 | Data added to charts 3/25/15
7762 | 5 | Freightliner - Truck Manufacturing Plant – 6936 N FATHOM ST | Rank-Order Curve Graphs | Stormwater | bis(2-Ethylhexyl)phthalate | Total | 2.34 ug/l |  | 2.34 | 2.34 | ug/l | Ensign St. | 2011-03-09 | Data added to charts 3/25/15
3802 | 5 | Freightliner - Truck Manufacturing Plant – 6936 N FATHOM ST | Rank-Order Curve Graphs | Stormwater | bis(2-Ethylhexyl)phthalate | Total | 1.51 ug/l |  | 1.51 | 1.51 | ug/l | Fathom St. | 2014-10-13 | Data added to charts 3/25/15
3799 | 5 | Freightliner - Truck Manufacturing Plant – 6936 N FATHOM ST | Rank-Order Curve Graphs | Stormwater | bis(2-Ethylhexyl)phthalate | Total | 6.25 ug/l |  | 6.25 | 6.25 | ug/l | Ensign St. | 2014-10-13 | Data added to charts 3/25/15
38118 | 11 | Freightliner - Truck Manufacturing Plant – 6936 N FATHOM ST | 1200-Z | Stormwater | bis(2-Ethylhexyl)phthalate | Total | 0.00151 mg/L |  | 1.51 | 0.00151 | mg/L | 01 | 2014-10-13 11:22
38121 | 11 | Freightliner - Truck Manufacturing Plant – 6936 N FATHOM ST | 1200-Z | Stormwater | bis(2-Ethylhexyl)phthalate | Total | 0.00625 mg/L |  | 6.25 | 0.00625 | mg/L | 02 | 2014-10-13 11:57
3759 | 5 | Freightliner - Truck Manufacturing Plant – 6936 N FATHOM ST | Rank-Order Curve Graphs | Stormwater | bis(2-Ethylhexyl)phthalate | Total | 0.405 ug/l |  | 0.405 | 0.405 | ug/l | Ensign St. | 2014-10-20 | Data added to charts 3/25/15
3752 | 5 | Freightliner - Truck Manufacturing Plant – 6936 N FATHOM ST | Rank-Order Curve Graphs | Stormwater | bis(2-Ethylhexyl)phthalate | Total | 3.56 ug/l |  | 3.56 | 3.56 | ug/l | Fathom St. | 2014-10-20 | Data added to charts 3/25/15
38119 | 11 | Freightliner - Truck Manufacturing Plant – 6936 N FATHOM ST | 1200-Z | Stormwater | bis(2-Ethylhexyl)phthalate | Total | 0.00356 mg/L |  | 3.56 | 0.00356 | mg/L | 01 | 2014-10-20 15:05
38122 | 11 | Freightliner - Truck Manufacturing Plant – 6936 N FATHOM ST | 1200-Z | Stormwater | bis(2-Ethylhexyl)phthalate | Total | 0.000405 mg/L |  | 0.405 | 0.000405 | mg/L | 02 | 2014-10-20 15:15
3736 | 5 | Freightliner - Truck Manufacturing Plant – 6936 N FATHOM ST | Rank-Order Curve Graphs | Stormwater | bis(2-Ethylhexyl)phthalate | Total | 0.419 ug/l |  | 0.419 | 0.419 | ug/l | Ensign St. | 2014-10-21 | Data added to charts 3/25/15
3730 | 5 | Freightliner - Truck Manufacturing Plant – 6936 N FATHOM ST | Rank-Order Curve Graphs | Stormwater | bis(2-Ethylhexyl)phthalate | Total | 4.35 ug/l |  | 4.35 | 4.35 | ug/l | Fathom St. | 2014-10-21 | Data added to charts 3/25/15
38120 | 11 | Freightliner - Truck Manufacturing Plant – 6936 N FATHOM ST | 1200-Z | Stormwater | bis(2-Ethylhexyl)phthalate | Total | 0.00435 mg/L |  | 4.35 | 0.00435 | mg/L | 01 | 2014-10-21 23:10
38123 | 11 | Freightliner - Truck Manufacturing Plant – 6936 N FATHOM ST | 1200-Z | Stormwater | bis(2-Ethylhexyl)phthalate | Total | 0.000419 mg/L |  | 0.419 | 0.000419 | mg/L | 02 | 2014-10-21 23:45

## THE FPMP
RecordID | DataFileID | Facility | Project | Medium | Analyte | FractionAnalyzed | Result_AsText | Result_LessOrGreaterThan | MICROGRAMS/L | ResultValue | Units | SampleCollectionLocation | SampleCollectionDate | OtherNotes | DataQuality | ResultType | Year | Average
11515 | 5 | Freightliner Parts Manufacturing Plant – 5400 N BASIN AVE | Rank-Order Curve Graphs | Stormwater | bis(2-Ethylhexyl)phthalate | Total | 0.774 ug/L |  | 0.774 | 0.774 | ug/L |  | Pre 2009 | Data from original version of charts; COP dataset |  |  | Pre 2009 | 6.9691
10849 | 5 | Freightliner Parts Manufacturing Plant – 5400 N BASIN AVE | Rank-Order Curve Graphs | Stormwater | bis(2-Ethylhexyl)phthalate | Total | 12.4 ug/L |  | 12.4 | 12.4 | ug/L |  | Pre 2009 | Data from original version of charts; COP dataset |  |  | 2014 | 1.0389
10773 | 5 | Freightliner Parts Manufacturing Plant – 5400 N BASIN AVE | Rank-Order Curve Graphs | Stormwater | bis(2-Ethylhexyl)phthalate | Total | 19.7 ug/L |  | 19.7 | 19.7 | ug/L |  | Pre 2009 | Data from original version of charts; COP dataset
11236 | 5 | Freightliner Parts Manufacturing Plant – 5400 N BASIN AVE | Rank-Order Curve Graphs | Stormwater | bis(2-Ethylhexyl)phthalate | Total | 2.01 ug/L |  | 2.01 | 2.01 | ug/L |  | Pre 2009 | Data from original version of charts; COP dataset
11208 | 5 | Freightliner Parts Manufacturing Plant – 5400 N BASIN AVE | Rank-Order Curve Graphs | Stormwater | bis(2-Ethylhexyl)phthalate | Total | 2.48 ug/L |  | 2.48 | 2.48 | ug/L |  | Pre 2009 | Data from original version of charts; COP dataset
11153 | 5 | Freightliner Parts Manufacturing Plant – 5400 N BASIN AVE | Rank-Order Curve Graphs | Stormwater | bis(2-Ethylhexyl)phthalate | Total | 3.29 ug/L |  | 3.29 | 3.29 | ug/L |  | Pre 2009 | Data from original version of charts; COP dataset
10941 | 5 | Freightliner Parts Manufacturing Plant – 5400 N BASIN AVE | Rank-Order Curve Graphs | Stormwater | bis(2-Ethylhexyl)phthalate | Total | 8.13 ug/L |  | 8.13 | 8.13 | ug/L |  | Pre 2009 | Data from original version of charts; COP dataset
26859 | 9 | Freightliner Parts Manufacturing Plant – 5400 N BASIN AVE | 1200-Z | Stormwater | bis(2-Ethylhexyl)phthalate | Total | <0.000951 mg/L | < | 0.951 | 0.951 | ug/l | 2 | 2014-06-12 | tester: self
26858 | 9 | Freightliner Parts Manufacturing Plant – 5400 N BASIN AVE | 1200-Z | Stormwater | bis(2-Ethylhexyl)phthalate | Total | <0.000956 mg/L | < | 0.956 | 0.956 | ug/l | 3 | 2014-06-12 | tester: self
26856 | 9 | Freightliner Parts Manufacturing Plant – 5400 N BASIN AVE | 1200-Z | Stormwater | bis(2-Ethylhexyl)phthalate | Total | <0.00113 mg/L | < | 1.13 | 1.13 | ug/l | 1 | 2014-06-12 | tester: self
38126 | 11 | Freightliner Parts Manufacturing Plant – 5400 N BASIN AVE | 1200-Z | Stormwater | bis(2-Ethylhexyl)phthalate | Total | < 0.000945 mg/L | < | 0.945 | 0.000945 | mg/L | 02 | 2014-11-06 08:00
38124 | 11 | Freightliner Parts Manufacturing Plant – 5400 N BASIN AVE | 1200-Z | Stormwater | bis(2-Ethylhexyl)phthalate | Total | < 0.000947 mg/L | < | 0.947 | 0.000947 | mg/L | 01 | 2014-11-06 08:13
38128 | 11 | Freightliner Parts Manufacturing Plant – 5400 N BASIN AVE | 1200-Z | Stormwater | bis(2-Ethylhexyl)phthalate | Total | < 0.00105 mg/L | < | 1.05 | 0.00105 | mg/L | 03 | 2014-11-06 08:13
38127 | 11 | Freightliner Parts Manufacturing Plant – 5400 N BASIN AVE | 1200-Z | Stormwater | bis(2-Ethylhexyl)phthalate | Total | 0.000574 mg/L |  | 0.574 | 0.000574 | mg/L | 02 | 2014-11-21 11:05
38125 | 11 | Freightliner Parts Manufacturing Plant – 5400 N BASIN AVE | 1200-Z | Stormwater | bis(2-Ethylhexyl)phthalate | Total | 0.000907 mg/L |  | 0.907 | 0.000907 | mg/L | 01 | 2014-11-21 11:18
38129 | 11 | Freightliner Parts Manufacturing Plant – 5400 N BASIN AVE | 1200-Z | Stormwater | bis(2-Ethylhexyl)phthalate | Total | 0.00189 mg/L |  | 1.89 | 0.00189 | mg/L | 03 | 2014-11-21 11:35

## TotaL PCBs
ECSI # | Site Name | Number of Total Data Points Available | Percentage of Total |  |  |  | Averages by Year
| City of Portland | None Available | NA |  |  |  | Year | Average | Number of Data Points |  | Averages before/After
271 | Portland Shipyard OU1/Vigor | 45 | 23.0769 |  |  |  | Before 2010 | 0.1587 | 31 |  | Year | Average
5685 | EWH,LLC (Service steel) | 44 | 22.5641 |  |  |  | 2012 | 0.21914 | 21 |  | 2011-2009 | 0.1587
1430 | Estey(Automatic Vending) | None Available | NA |  |  |  | 2013 | 0.14164 | 36 |  | 2012-2017 | 0.098125
115 | Freightliner Parts Manufacturing Plant – 5400 N BASIN AVE | 41 | 21.0256 |  |  |  | 2014 | 0.054342 | 71
2366 | Freightliner - Truck Manufacturing Plant – 6936 N FATHOM ST | 14 | 7.1795 |  |  |  | 2015 | 0.055926 | 23
260 | Office Depot Island Holdings | None Available | NA |  |  |  | 2016 | 0.095629 | 7
1840 | GI Trucking | 12 | 6.1538 |  |  |  | 2017 | 0.096233 | 6
4461 | Lynden Farms (ATC Leasing) | None Available | NA
3807 | Roadway Express | 4 | 2.0513
2365 | Fred Devine : Goes to outfall M-1 | 8 | 4.1026
5109 | US Navy Reserve | None Available | NA
1338 | US DOT CG - Marine Safety Station – 6767 N Basin Ave. | 27 | 13.8462
Total | Total | 195
195
RecordID | DataFileID | Facility | Project | Medium | Analyte | FractionAnalyzed | Result_LessOrGreaterThan | Micrograms per liter | ResultValue | Units | SampleCollectionLocation | SampleCollectionDate | OtherNotes | DataQuality | ResultType
11998 | 5 | Fred Devine Diving and Salvage Co. – 6211 N Ensign St. | Rank-Order Curve Graphs | Stormwater | Total PCBs (Aroclors) | Total | < | 0.05 | 0.05 | ug/L |  | Before 2009 | Data from original version of charts; COP dataset |  | Calculated
11997 | 5 | Fred Devine Diving and Salvage Co. – 6211 N Ensign St. | Rank-Order Curve Graphs | Stormwater | Total PCBs (Aroclors) | Total | < | 0.05 | 0.05 | ug/L |  | Before 2009 | Data from original version of charts; COP dataset |  | Calculated
11996 | 5 | Fred Devine Diving and Salvage Co. – 6211 N Ensign St. | Rank-Order Curve Graphs | Stormwater | Total PCBs (Aroclors) | Total | < | 0.05 | 0.05 | ug/L |  | Before 2009 | Data from original version of charts; COP dataset |  | Calculated
11995 | 5 | Fred Devine Diving and Salvage Co. – 6211 N Ensign St. | Rank-Order Curve Graphs | Stormwater | Total PCBs (Aroclors) | Total | < | 0.05 | 0.05 | ug/L |  | Before 2009 | Data from original version of charts; COP dataset |  | Calculated
11956 | 5 | Fred Devine Diving and Salvage Co. – 6211 N Ensign St. | Rank-Order Curve Graphs | Stormwater | Total PCBs (Aroclors) | Total | < | 0.07 | 0.07 | ug/L |  | Before 2009 | Data from original version of charts; COP dataset |  | Calculated
11955 | 5 | Fred Devine Diving and Salvage Co. – 6211 N Ensign St. | Rank-Order Curve Graphs | Stormwater | Total PCBs (Aroclors) | Total | < | 0.07 | 0.07 | ug/L |  | Before 2009 | Data from original version of charts; COP dataset |  | Calculated
11906 | 5 | Fred Devine Diving and Salvage Co. – 6211 N Ensign St. | Rank-Order Curve Graphs | Stormwater | Total PCBs (Aroclors) | Total | < | 0.1 | 0.1 | ug/L |  | Before 2009 | Data from original version of charts; COP dataset |  | Calculated
12187 | 5 | Freightliner Parts Manufacturing Plant – 5400 N BASIN AVE | Rank-Order Curve Graphs | Stormwater | Total PCBs (Aroclors) | Total | < | 0.00965 | 0.00965 | ug/L |  | Before 2009 | Data from original version of charts; COP dataset |  | Calculated
12186 | 5 | Freightliner Parts Manufacturing Plant – 5400 N BASIN AVE | Rank-Order Curve Graphs | Stormwater | Total PCBs (Aroclors) | Total | < | 0.00965 | 0.00965 | ug/L |  | Before 2009 | Data from original version of charts; COP dataset |  | Calculated
12185 | 5 | Freightliner Parts Manufacturing Plant – 5400 N BASIN AVE | Rank-Order Curve Graphs | Stormwater | Total PCBs (Aroclors) | Total | < | 0.00986 | 0.00986 | ug/L |  | Before 2009 | Data from original version of charts; COP dataset |  | Calculated
12184 | 5 | Freightliner Parts Manufacturing Plant – 5400 N BASIN AVE | Rank-Order Curve Graphs | Stormwater | Total PCBs (Aroclors) | Total | < | 0.00986 | 0.00986 | ug/L |  | Before 2009 | Data from original version of charts; COP dataset |  | Calculated
12136 | 5 | Freightliner Parts Manufacturing Plant – 5400 N BASIN AVE | Rank-Order Curve Graphs | Stormwater | Total PCBs (Aroclors) | Total | < | 0.0211 | 0.0211 | ug/L |  | Before 2009 | Data from original version of charts; COP dataset |  | Calculated
12137 | 5 | Freightliner Parts Manufacturing Plant – 5400 N BASIN AVE | Rank-Order Curve Graphs | Stormwater | Total PCBs (Aroclors) | Total | < | 0.0211 | 0.0211 | ug/L |  | Before 2009 | Data from original version of charts; COP dataset |  | Calculated
12128 | 5 | Freightliner Parts Manufacturing Plant – 5400 N BASIN AVE | Rank-Order Curve Graphs | Stormwater | Total PCBs (Aroclors) | Total | < | 0.0223 | 0.0223 | ug/L |  | Before 2009 | Data from original version of charts; COP dataset |  | Calculated
12127 | 5 | Freightliner Parts Manufacturing Plant – 5400 N BASIN AVE | Rank-Order Curve Graphs | Stormwater | Total PCBs (Aroclors) | Total | < | 0.0223 | 0.0223 | ug/L |  | Before 2009 | Data from original version of charts; COP dataset |  | Calculated
12124 | 5 | Freightliner Parts Manufacturing Plant – 5400 N BASIN AVE | Rank-Order Curve Graphs | Stormwater | Total PCBs (Aroclors) | Total | < | 0.0238 | 0.0238 | ug/L |  | Before 2009 | Data from original version of charts; COP dataset |  | Calculated
12123 | 5 | Freightliner Parts Manufacturing Plant – 5400 N BASIN AVE | Rank-Order Curve Graphs | Stormwater | Total PCBs (Aroclors) | Total | < | 0.0238 | 0.0238 | ug/L |  | Before 2009 | Data from original version of charts; COP dataset |  | Calculated
11461 | 5 | Freightliner Parts Manufacturing Plant – 5400 N BASIN AVE | Rank-Order Curve Graphs | Stormwater | Total PCBs (Aroclors) | Total | < | 0.99 | 0.99 | ug/L |  | Before 2009 | Data from original version of charts; COP dataset |  | Calculated
11464 | 5 | Freightliner Parts Manufacturing Plant – 5400 N BASIN AVE | Rank-Order Curve Graphs | Stormwater | Total PCBs (Aroclors) | Total | < | 0.99 | 0.99 | ug/L |  | Before 2009 | Data from original version of charts; COP dataset |  | Calculated
11463 | 5 | Freightliner Parts Manufacturing Plant – 5400 N BASIN AVE | Rank-Order Curve Graphs | Stormwater | Total PCBs (Aroclors) | Total | < | 0.99 | 0.99 | ug/L |  | Before 2009 | Data from original version of charts; COP dataset |  | Calculated
11462 | 5 | Freightliner Parts Manufacturing Plant – 5400 N BASIN AVE | Rank-Order Curve Graphs | Stormwater | Total PCBs (Aroclors) | Total | < | 0.99 | 0.99 | ug/L |  | Before 2009 | Data from original version of charts; COP dataset |  | Calculated
9314 | 5 | Fred Devine Diving and Salvage Co. – 6211 N Ensign St. | Rank-Order Curve Graphs | Stormwater | Total PCBs (Aroclors) | Total | < | 0.1 | 0.1 | ug/L | SP01 | 2007-11-16 | Data from original version of charts; COP dataset |  | Calculated
8949 | 5 | US DOT CG - Marine Safety Station – 6767 N Basin Ave. | Rank-Order Curve Graphs | Stormwater | Total PCBs (Aroclors) | Total | < | 0.0047 | 0.0047 | ug/l | CB4 | 2009-01-27 | Data from original version of charts; ECSI data |  | Calculated
8948 | 5 | US DOT CG - Marine Safety Station – 6767 N Basin Ave. | Rank-Order Curve Graphs | Stormwater | Total PCBs (Aroclors) | Total | < | 0.0047 | 0.0047 | ug/l | CB6 | 2009-01-27 | Data from original version of charts; ECSI data |  | Calculated
8947 | 5 | US DOT CG - Marine Safety Station – 6767 N Basin Ave. | Rank-Order Curve Graphs | Stormwater | Total PCBs (Aroclors) | Total | < | 0.008 | 0.008 | ug/l | CB2 | 2009-01-27 | Data from original version of charts; ECSI data |  | Calculated
8946 | 5 | US DOT CG - Marine Safety Station – 6767 N Basin Ave. | Rank-Order Curve Graphs | Stormwater | Total PCBs (Aroclors) | Total | < | 0.013 | 0.013 | ug/l | CB1 | 2009-01-27 | Data from original version of charts; ECSI data |  | Calculated
8945 | 5 | US DOT CG - Marine Safety Station – 6767 N Basin Ave. | Rank-Order Curve Graphs | Stormwater | Total PCBs (Aroclors) | Total | < | 0.014 | 0.014 | ug/l | CB5 | 2009-01-27 | Data from original version of charts; ECSI data |  | Calculated
8944 | 5 | US DOT CG - Marine Safety Station – 6767 N Basin Ave. | Rank-Order Curve Graphs | Stormwater | Total PCBs (Aroclors) | Total | < | 0.015 | 0.015 | ug/l | CB3 | 2009-01-27 | Data from original version of charts; ECSI data |  | Calculated
8942 | 5 | US DOT CG - Marine Safety Station – 6767 N Basin Ave. | Rank-Order Curve Graphs | Stormwater | Total PCBs | Total |  | 0.045 | 0.045 | ug/l | CB7 | 2009-01-27 | Data from original version of charts; ECSI data |  | Calculated
8940 | 5 | US DOT CG - Marine Safety Station – 6767 N Basin Ave. | Rank-Order Curve Graphs | Stormwater | Total PCBs | Total |  | 0.052 | 0.052 | ug/l | CB8 | 2009-01-27 | Data from original version of charts; ECSI data |  | Calculated
8936 | 5 | US DOT CG - Marine Safety Station – 6767 N Basin Ave. | Rank-Order Curve Graphs | Stormwater | Total PCBs (Aroclors) | Total | < | 0.09 | 0.09 | ug/l | CB5A | 2009-01-27 | Data from original version of charts; ECSI data |  | Calculated
57321 | 19 | US DOT CG - Marine Safety Station – 6767 N Basin Ave. | Source Control Data | Stormwater | Total PCBs | Total | < | 0.1 | 0.1 | ug/l | 4 | 2012-02-24
57313 | 19 | US DOT CG - Marine Safety Station – 6767 N Basin Ave. | Source Control Data | Stormwater | Total PCBs | Total | < | 0.11 | 0.11 | ug/l | 2 | 2012-02-24
57314 | 19 | US DOT CG - Marine Safety Station – 6767 N Basin Ave. | Source Control Data | Stormwater | Total PCBs | Total | < | 0.111 | 0.111 | ug/l | 2 | 2012-02-28
57322 | 19 | US DOT CG - Marine Safety Station – 6767 N Basin Ave. | Source Control Data | Stormwater | Total PCBs | Total | < | 0.111 | 0.111 | ug/l | 4 | 2012-02-28
57315 | 19 | US DOT CG - Marine Safety Station – 6767 N Basin Ave. | Source Control Data | Stormwater | Total PCBs | Total | < | 0.11 | 0.11 | ug/l | 2 | 2012-03-05
57323 | 19 | US DOT CG - Marine Safety Station – 6767 N Basin Ave. | Source Control Data | Stormwater | Total PCBs | Total | < | 0.11 | 0.11 | ug/l | 4 | 2012-03-05
57316 | 19 | US DOT CG - Marine Safety Station – 6767 N Basin Ave. | Source Control Data | Stormwater | Total PCBs | Total | < | 0.11 | 0.11 | ug/l | 2 | 2012-03-12
57324 | 19 | US DOT CG - Marine Safety Station – 6767 N Basin Ave. | Source Control Data | Stormwater | Total PCBs | Total | < | 0.11 | 0.11 | ug/l | 4 | 2012-03-21
22446 | 7 | Roadway Express – 6845 N CUTTER CIR | 1200-Z | Stormwater | Total PCBs | Total | < | 0.2 | 0.2 | ug/l | MH-2 | 2012-10-30 | tester: self
21294 | 7 | EWH, LLC – 5555 N CHANNEL AVE, BLDG 2 | 1200-Z | Stormwater | Total PCBs | Total | < | 0.38 | 0.38 | ug/l | MP-1 | 2012-11-17 | tester: self
21295 | 7 | EWH, LLC – 5555 N CHANNEL AVE, BLDG 2 | 1200-Z | Stormwater | Total PCBs | Total | < | 0.38 | 0.38 | ug/l | MP-2 | 2012-11-17 | tester: self
21293 | 7 | EWH, LLC – 5555 N CHANNEL AVE, BLDG 2 | 1200-Z | Stormwater | Total PCBs | Total | < | 0.38 | 0.38 | ug/l | MP-3 | 2012-11-17 | tester: self
21292 | 7 | EWH, LLC – 5555 N CHANNEL AVE, BLDG 2 | 1200-Z | Stormwater | Total PCBs | Total | < | 0.38 | 0.38 | ug/l | MP-4 | 2012-11-17 | tester: self
19864 | 7 | Freightliner - Truck Manufacturing Plant – 6936 N FATHOM ST | 1200-Z | Stormwater | Total PCBs | Total | < | 0.19 | 0.19 | ug/l | 1 | 2012-12-04 | tester: self
19816 | 7 | Freightliner - Truck Manufacturing Plant – 6936 N FATHOM ST | 1200-Z | Stormwater | Total PCBs | Total | < | 0.38 | 0.38 | ug/l | 2 | 2012-12-04 | tester: self
19818 | 7 | Freightliner Parts Manufacturing Plant – 5400 N BASIN AVE | 1200-Z | Stormwater | Total PCBs | Total | < | 0.38 | 0.38 | ug/l | 1 | 2012-12-04 | tester: self
19819 | 7 | Freightliner Parts Manufacturing Plant – 5400 N BASIN AVE | 1200-Z | Stormwater | Total PCBs | Total | < | 0.38 | 0.38 | ug/l | 2 | 2012-12-04 | tester: self
19817 | 7 | Freightliner Parts Manufacturing Plant – 5400 N BASIN AVE | 1200-Z | Stormwater | Total PCBs | Total | < | 0.38 | 0.38 | ug/l | 3 | 2012-12-04 | tester: self
19363 | 7 | GI Trucking – 5820 N BASIN AVE | 1200-Z | Stormwater | Total PCBs | Total | < | 0.1 | 0.1 | ug/l | CB 1-5 | 2012-12-11 | tester: self
19365 | 7 | GI Trucking – 5820 N BASIN AVE | 1200-Z | Stormwater | Total PCBs | Total | < | 0.1 | 0.1 | ug/l | SW1 | 2012-12-11 | tester: self
19364 | 7 | GI Trucking – 5820 N BASIN AVE | 1200-Z | Stormwater | Total PCBs | Total | < | 0.1 | 0.1 | ug/l | SW2 | 2012-12-11 | tester: self
16896 | 7 | GI Trucking – 5820 N BASIN AVE | 1200-Z | Stormwater | Total PCBs | Total | < | 0.0935 | 0.0935 | ug/l | CB 1-5 | 2013-02-22 | tester: self
16897 | 7 | GI Trucking – 5820 N BASIN AVE | 1200-Z | Stormwater | Total PCBs | Total | < | 0.0935 | 0.0935 | ug/l | SW1 | 2013-02-22 | tester: self
16895 | 7 | GI Trucking – 5820 N BASIN AVE | 1200-Z | Stormwater | Total PCBs | Total | < | 0.0935 | 0.0935 | ug/l | SW2 | 2013-02-22 | tester: self
16759 | 7 | Freightliner - Truck Manufacturing Plant – 6936 N FATHOM ST | 1200-Z | Stormwater | Total PCBs | Total | < | 0.38 | 0.38 | ug/l | 1 | 2013-02-22 | tester: self
16758 | 7 | Freightliner - Truck Manufacturing Plant – 6936 N FATHOM ST | 1200-Z | Stormwater | Total PCBs | Total | < | 0.38 | 0.38 | ug/l | 2 | 2013-02-22 | tester: self
15721 | 7 | Freightliner Parts Manufacturing Plant – 5400 N BASIN AVE | 1200-Z | Stormwater | Total PCBs | Total | < | 0.38 | 0.38 | ug/l | 1 | 2013-03-05 | tester: self
15720 | 7 | Freightliner Parts Manufacturing Plant – 5400 N BASIN AVE | 1200-Z | Stormwater | Total PCBs | Total | < | 0.38 | 0.38 | ug/l | 2 | 2013-03-05 | tester: self
15719 | 7 | Freightliner Parts Manufacturing Plant – 5400 N BASIN AVE | 1200-Z | Stormwater | Total PCBs | Total | < | 0.38 | 0.38 | ug/l | 3 | 2013-03-05 | tester: self
15057 | 7 | EWH, LLC – 5555 N CHANNEL AVE, BLDG 2 | 1200-Z | Stormwater | Total PCBs | Total | < | 0.0935 | 0.0935 | ug/l | MP-1 | 2013-03-20 | tester: self
15039 | 7 | EWH, LLC – 5555 N CHANNEL AVE, BLDG 2 | 1200-Z | Stormwater | Total PCBs | Total | < | 0.0943 | 0.0943 | ug/l | MP-2 | 2013-03-20 | tester: self
15038 | 7 | EWH, LLC – 5555 N CHANNEL AVE, BLDG 2 | 1200-Z | Stormwater | Total PCBs | Total | < | 0.0943 | 0.0943 | ug/l | MP-3 | 2013-03-20 | tester: self
15040 | 7 | EWH, LLC – 5555 N CHANNEL AVE, BLDG 2 | 1200-Z | Stormwater | Total PCBs | Total | < | 0.0943 | 0.0943 | ug/l | MP-4 | 2013-03-20 | tester: self
14203 | 7 | Roadway Express – 6845 N CUTTER CIR | 1200-Z | Stormwater | Total PCBs | Total | < | 0.3 | 0.3 | ug/l | MH-2 | 2013-04-10 | tester: self
12628 | 7 | Freightliner Parts Manufacturing Plant – 5400 N BASIN AVE | 1200-Z | Stormwater | Total PCBs | Total | < | 0.38 | 0.38 | ug/l | 1 | 2013-05-22 | tester: self
12627 | 7 | Freightliner Parts Manufacturing Plant – 5400 N BASIN AVE | 1200-Z | Stormwater | Total PCBs | Total | < | 0.38 | 0.38 | ug/l | 2 | 2013-05-22 | tester: self
12626 | 7 | Freightliner Parts Manufacturing Plant – 5400 N BASIN AVE | 1200-Z | Stormwater | Total PCBs | Total | < | 0.38 | 0.38 | ug/l | 3 | 2013-05-22 | tester: self
33649 | 9 | VIGOR INDUSTRIAL – 5555 N CHANNEL AVE BLDG 71 | 1200-Z | Stormwater | Total PCBs | Total | < | 0.0189 | 0.0189 | ug/l | 2 | 2013-09-27 | tester: self
33650 | 9 | VIGOR INDUSTRIAL – 5555 N CHANNEL AVE BLDG 71 | 1200-Z | Stormwater | Total PCBs | Total | < | 0.0189 | 0.0189 | ug/l | 3 | 2013-09-27 | tester: self
33640 | 9 | VIGOR INDUSTRIAL – 5555 N CHANNEL AVE BLDG 71 | 1200-Z | Stormwater | Total PCBs | Total | < | 0.019 | 0.019 | ug/l | 5 | 2013-09-27 | tester: self
33638 | 9 | VIGOR INDUSTRIAL – 5555 N CHANNEL AVE BLDG 71 | 1200-Z | Stormwater | Total PCBs | Total | < | 0.0192 | 0.0192 | ug/l | 4 | 2013-09-27 | tester: self
33637 | 9 | VIGOR INDUSTRIAL – 5555 N CHANNEL AVE BLDG 71 | 1200-Z | Stormwater | Total PCBs | Total | < | 0.0192 | 0.0192 | ug/l | 7 | 2013-09-27 | tester: self
33622 | 9 | VIGOR INDUSTRIAL – 5555 N CHANNEL AVE BLDG 71 | 1200-Z | Stormwater | Total PCBs | Total | < | 0.0215 | 0.0215 | ug/l | 6 | 2013-09-27 | tester: self
33620 | 9 | VIGOR INDUSTRIAL – 5555 N CHANNEL AVE BLDG 71 | 1200-Z | Stormwater | Total PCBs | Total | < | 0.0222 | 0.0222 | ug/l | 1 | 2013-09-27 | tester: self
33592 | 9 | Roadway Express – 6845 N CUTTER CIR | 1200-Z | Stormwater | Total PCBs | Total | < | 0.048 | 0.048 | ug/l | MH-2 | 2013-11-04 | tester: self
33604 | 9 | Freightliner - Truck Manufacturing Plant – 6936 N FATHOM ST | 1200-Z | Stormwater | Total PCBs | Total | < | 0.047 | 0.047 | ug/l | 2 | 2013-12-02 | tester: self
33546 | 9 | Freightliner - Truck Manufacturing Plant – 6936 N FATHOM ST | 1200-Z | Stormwater | Total PCBs | Total | < | 0.095 | 0.095 | ug/l | 1 | 2013-12-02 | tester: self
33605 | 9 | Freightliner Parts Manufacturing Plant – 5400 N BASIN AVE | 1200-Z | Stormwater | Total PCBs | Total | < | 0.047 | 0.047 | ug/l | 1 | 2013-12-12 | tester: self
33581 | 9 | Freightliner Parts Manufacturing Plant – 5400 N BASIN AVE | 1200-Z | Stormwater | Total PCBs | Total |  | 0.051 | 0.051 | ug/l | 3 | 2013-12-12 | tester: self
33548 | 9 | Freightliner Parts Manufacturing Plant – 5400 N BASIN AVE | 1200-Z | Stormwater | Total PCBs | Total | < | 0.095 | 0.095 | ug/l | 2 | 2013-12-12 | tester: self
33484 | 9 | GI Trucking – 5820 N BASIN AVE | 1200-Z | Stormwater | Total PCBs | Total | < | 0.109 | 0.109 | ug/l | CB 1-5 | 2013-12-23 | tester: self
33483 | 9 | GI Trucking – 5820 N BASIN AVE | 1200-Z | Stormwater | Total PCBs | Total | < | 0.109 | 0.109 | ug/l | SW1 | 2013-12-23 | tester: self
33466 | 9 | GI Trucking – 5820 N BASIN AVE | 1200-Z | Stormwater | Total PCBs | Total | < | 0.208 | 0.208 | ug/l | SW2 | 2013-12-23 | tester: self
33630 | 9 | Freightliner Parts Manufacturing Plant – 5400 N BASIN AVE | 1200-Z | Stormwater | Total PCBs | Total | < | 0.02 | 0.02 | ug/l | 1 | 2013-12-23 | tester: self
33629 | 9 | Freightliner Parts Manufacturing Plant – 5400 N BASIN AVE | 1200-Z | Stormwater | Total PCBs | Total | < | 0.02 | 0.02 | ug/l | 2 | 2013-12-23 | tester: self
33628 | 9 | Freightliner Parts Manufacturing Plant – 5400 N BASIN AVE | 1200-Z | Stormwater | Total PCBs | Total | < | 0.02 | 0.02 | ug/l | 3 | 2013-12-23 | tester: self
33562 | 9 | EWH, LLC – 5555 N CHANNEL AVE, BLDG 2 | 1200-Z | Stormwater | Total PCBs | Total | < | 0.0943 | 0.0943 | ug/l | MP-2 | 2013-12-23 | tester: self
33633 | 9 | VIGOR INDUSTRIAL – 5555 N CHANNEL AVE BLDG 71 | 1200-Z | Stormwater | Total PCBs | Total | < | 0.0196 | 0.0196 | ug/l | 3 | 2014-01-07 | tester: self
33681 | 9 | VIGOR INDUSTRIAL – 5555 N CHANNEL AVE BLDG 71 | 1200-Z | Stormwater | Total PCBs | Total |  | 0.0102 | 0.0102 | ug/l | 5 | 2014-01-07 | tester: self
33655 | 9 | VIGOR INDUSTRIAL – 5555 N CHANNEL AVE BLDG 71 | 1200-Z | Stormwater | Total PCBs | Total |  | 0.0124 | 0.0124 | ug/l | 6 | 2014-01-07 | tester: self
33618 | 9 | VIGOR INDUSTRIAL – 5555 N CHANNEL AVE BLDG 71 | 1200-Z | Stormwater | Total PCBs | Total |  | 0.0243 | 0.0243 | ug/l | 1 | 2014-01-07 | tester: self
33617 | 9 | VIGOR INDUSTRIAL – 5555 N CHANNEL AVE BLDG 71 | 1200-Z | Stormwater | Total PCBs | Total |  | 0.0252 | 0.0252 | ug/l | 7 | 2014-01-07 | tester: self
33615 | 9 | VIGOR INDUSTRIAL – 5555 N CHANNEL AVE BLDG 71 | 1200-Z | Stormwater | Total PCBs | Total |  | 0.0315 | 0.0315 | ug/l | 4 | 2014-01-07 | tester: self
33575 | 9 | VIGOR INDUSTRIAL – 5555 N CHANNEL AVE BLDG 71 | 1200-Z | Stormwater | Total PCBs | Total |  | 0.0916 | 0.0916 | ug/l | 2 | 2014-01-07 | tester: self
33567 | 9 | EWH, LLC – 5555 N CHANNEL AVE, BLDG 2 | 1200-Z | Stormwater | Total PCBs | Total | < | 0.0943 | 0.0943 | ug/l | MP-4 | 2014-02-11 | tester: self
33541 | 9 | EWH, LLC – 5555 N CHANNEL AVE, BLDG 2 | 1200-Z | Stormwater | Total PCBs | Total | < | 0.0952 | 0.0952 | ug/l | MP-2 | 2014-02-11 | tester: self
33540 | 9 | EWH, LLC – 5555 N CHANNEL AVE, BLDG 2 | 1200-Z | Stormwater | Total PCBs | Total | < | 0.0952 | 0.0952 | ug/l | MP-3 | 2014-02-11 | tester: self
33487 | 9 | EWH, LLC – 5555 N CHANNEL AVE, BLDG 2 | 1200-Z | Stormwater | Total PCBs | Total | < | 0.102 | 0.102 | ug/l | MP-1 | 2014-02-11 | tester: self
33552 | 9 | Freightliner Parts Manufacturing Plant – 5400 N BASIN AVE | 1200-Z | Stormwater | Total PCBs | Total | < | 0.095 | 0.095 | ug/l | 1 | 2014-02-17 | tester: self
33553 | 9 | Freightliner Parts Manufacturing Plant – 5400 N BASIN AVE | 1200-Z | Stormwater | Total PCBs | Total | < | 0.095 | 0.095 | ug/l | 2 | 2014-02-17 | tester: self
33526 | 9 | Freightliner Parts Manufacturing Plant – 5400 N BASIN AVE | 1200-Z | Stormwater | Total PCBs | Total | < | 0.096 | 0.096 | ug/l | 3 | 2014-02-17 | tester: self
33742 | 9 | VIGOR INDUSTRIAL – 5555 N CHANNEL AVE BLDG 71 | 1200-Z | Stormwater | Total PCBs | Total | < | 0 |  | ug/l | 3 | 2014-02-19 | tester: self
33470 | 9 | GI Trucking – 5820 N BASIN AVE | 1200-Z | Stormwater | Total PCBs | Total | < | 0.19 | 0.19 | ug/l | CB 1-5 | 2014-03-03 | tester: self
33471 | 9 | GI Trucking – 5820 N BASIN AVE | 1200-Z | Stormwater | Total PCBs | Total | < | 0.19 | 0.19 | ug/l | SW1 | 2014-03-03 | tester: self
33461 | 9 | GI Trucking – 5820 N BASIN AVE | 1200-Z | Stormwater | Total PCBs | Total | < | 0.381 | 0.381 | ug/l | SW2 | 2014-03-03 | tester: self
33597 | 9 | Roadway Express – 6845 N CUTTER CIR | 1200-Z | Stormwater | Total PCBs | Total | < | 0.048 | 0.048 | ug/l | MH-2 | 2014-03-06 | tester: self
33631 | 9 | VIGOR INDUSTRIAL – 5555 N CHANNEL AVE BLDG 71 | 1200-Z | Stormwater | Total PCBs | Total | < | 0.02 | 0.02 | ug/l | 3 | 2014-03-28 | tester: self
4145 | 5 | EWH, LLC – 5555 N CHANNEL AVE, BLDG 2 | Rank-Order Curve Graphs | Stormwater | Total PCBs (Aroclors) | Total | < | 0.0476 | 0.0476 | ug/l | MP#1 | 2014-04-17 | Data added to charts 3/25/15 |  | Calculated
4144 | 5 | EWH, LLC – 5555 N CHANNEL AVE, BLDG 2 | Rank-Order Curve Graphs | Stormwater | Total PCBs (Aroclors) | Total | < | 0.0477 | 0.0477 | ug/l | MP#2 | 2014-04-17 | Data added to charts 3/25/15 |  | Calculated
4143 | 5 | EWH, LLC – 5555 N CHANNEL AVE, BLDG 2 | Rank-Order Curve Graphs | Stormwater | Total PCBs (Aroclors) | Total | < | 0.0478 | 0.0478 | ug/l | MP#3 | 2014-04-17 | Data added to charts 3/25/15 |  | Calculated
4142 | 5 | EWH, LLC – 5555 N CHANNEL AVE, BLDG 2 | Rank-Order Curve Graphs | Stormwater | Total PCBs (Aroclors) | Total | < | 0.0479 | 0.0479 | ug/l | MP#4 | 2014-04-17 | Data added to charts 3/25/15 |  | Calculated
33626 | 9 | VIGOR INDUSTRIAL – 5555 N CHANNEL AVE BLDG 71 | 1200-Z | Stormwater | Total PCBs | Total | < | 0.0204 | 0.0204 | ug/l | 3 | 2014-04-23 | tester: self
33572 | 9 | Freightliner - Truck Manufacturing Plant – 6936 N FATHOM ST | 1200-Z | Stormwater | Total PCBs | Total | < | 0.0943 | 0.0943 | ug/l | 2 | 2014-05-04 | tester: self
33542 | 9 | Freightliner - Truck Manufacturing Plant – 6936 N FATHOM ST | 1200-Z | Stormwater | Total PCBs | Total | < | 0.0952 | 0.0952 | ug/l | 1 | 2014-05-04 | tester: self
33653 | 9 | Freightliner Parts Manufacturing Plant – 5400 N BASIN AVE | 1200-Z | Stormwater | Total PCBs | Total | < | 0.0189 | 0.0189 | ug/l | 1 | 2014-06-12 | tester: self
33646 | 9 | Freightliner Parts Manufacturing Plant – 5400 N BASIN AVE | 1200-Z | Stormwater | Total PCBs | Total | < | 0.019 | 0.019 | ug/l | 2 | 2014-06-12 | tester: self
33636 | 9 | Freightliner Parts Manufacturing Plant – 5400 N BASIN AVE | 1200-Z | Stormwater | Total PCBs | Total | < | 0.0193 | 0.0193 | ug/l | 3 | 2014-06-12 | tester: self
33647 | 9 | VIGOR INDUSTRIAL – 5555 N CHANNEL AVE BLDG 71 | 1200-Z | Stormwater | Total PCBs | Total | < | 0.019 | 0.019 | ug/l | 5 | 2014-06-12 | tester: self
33627 | 9 | VIGOR INDUSTRIAL – 5555 N CHANNEL AVE BLDG 71 | 1200-Z | Stormwater | Total PCBs | Total | < | 0.0204 | 0.0204 | ug/l | 6 | 2014-06-12 | tester: self
33469 | 9 | VIGOR INDUSTRIAL – 5555 N CHANNEL AVE BLDG 71 | 1200-Z | Stormwater | Total PCBs | Total | < | 0.196 | 0.196 | ug/l | 3 | 2014-06-12 | tester: self
33614 | 9 | VIGOR INDUSTRIAL – 5555 N CHANNEL AVE BLDG 71 | 1200-Z | Stormwater | Total PCBs | Total |  | 0.0332 | 0.0332 | ug/l | 4 | 2014-06-12 | tester: self
33576 | 9 | VIGOR INDUSTRIAL – 5555 N CHANNEL AVE BLDG 71 | 1200-Z | Stormwater | Total PCBs | Total |  | 0.0597 | 0.0597 | ug/l | 7 | 2014-06-12 | tester: self
33473 | 9 | VIGOR INDUSTRIAL – 5555 N CHANNEL AVE BLDG 71 | 1200-Z | Stormwater | Total PCBs | Total |  | 0.158 | 0.158 | ug/l | 1 | 2014-06-12 | tester: self
33465 | 9 | VIGOR INDUSTRIAL – 5555 N CHANNEL AVE BLDG 71 | 1200-Z | Stormwater | Total PCBs | Total |  | 0.243 | 0.243 | ug/l | 2 | 2014-06-12 | tester: self
42355 | 11 | VIGOR INDUSTRIAL – 5555 N CHANNEL AVE BLDG 71 | 1200-Z | Stormwater | Total PCBs | Total | < | 0.024 | 2.4e-05 | mg/L | 03 | 2014-07-23 09:14
42368 | 11 | VIGOR INDUSTRIAL – 5555 N CHANNEL AVE BLDG 71 | 1200-Z | Stormwater | Total PCBs | Total | < | 0.02 | 2e-05 | mg/L | 07 | 2014-07-23 11:25
42353 | 11 | VIGOR INDUSTRIAL – 5555 N CHANNEL AVE BLDG 71 | 1200-Z | Stormwater | Total PCBs | Total |  | 0.0383 | 3.83e-05 | mg/L | 02 | 2014-07-23 11:30
42362 | 11 | VIGOR INDUSTRIAL – 5555 N CHANNEL AVE BLDG 71 | 1200-Z | Stormwater | Total PCBs | Total | < | 0.0194 | 1.94e-05 | mg/L | 04 | 2014-07-23 11:45
42351 | 11 | VIGOR INDUSTRIAL – 5555 N CHANNEL AVE BLDG 71 | 1200-Z | Stormwater | Total PCBs | Total |  | 0.0163 | 1.63e-05 | mg/L | 01 | 2014-07-23 11:50
42366 | 11 | VIGOR INDUSTRIAL – 5555 N CHANNEL AVE BLDG 71 | 1200-Z | Stormwater | Total PCBs | Total | < | 0.0215 | 2.15e-05 | mg/L | 06 | 2014-07-23 11:50
42364 | 11 | VIGOR INDUSTRIAL – 5555 N CHANNEL AVE BLDG 71 | 1200-Z | Stormwater | Total PCBs | Total | < | 0.019 | 1.9e-05 | mg/L | 05 | 2014-07-23 12:25
42356 | 11 | VIGOR INDUSTRIAL – 5555 N CHANNEL AVE BLDG 71 | 1200-Z | Stormwater | Total PCBs | Total | < | 0.0485 | 4.85e-05 | mg/L | 03 | 2014-09-24 12:50
42265 | 11 | Freightliner - Truck Manufacturing Plant – 6936 N FATHOM ST | 1200-Z | Stormwater | Total PCBs | Total | < | 0.0104 | 1.04e-05 | mg/L | 01 | 2014-10-13 11:22
42268 | 11 | Freightliner - Truck Manufacturing Plant – 6936 N FATHOM ST | 1200-Z | Stormwater | Total PCBs | Total | < | 0.0116 | 1.16e-05 | mg/L | 02 | 2014-10-13 11:57
42357 | 11 | VIGOR INDUSTRIAL – 5555 N CHANNEL AVE BLDG 71 | 1200-Z | Stormwater | Total PCBs | Total | < | 0.019 | 1.9e-05 | mg/L | 03 | 2014-10-15 13:24
42266 | 11 | Freightliner - Truck Manufacturing Plant – 6936 N FATHOM ST | 1200-Z | Stormwater | Total PCBs | Total | < | 0.0101 | 1.01e-05 | mg/L | 01 | 2014-10-20 15:05
42269 | 11 | Freightliner - Truck Manufacturing Plant – 6936 N FATHOM ST | 1200-Z | Stormwater | Total PCBs | Total | < | 0.00953 | 9.53e-06 | mg/L | 02 | 2014-10-20 15:15
42267 | 11 | Freightliner - Truck Manufacturing Plant – 6936 N FATHOM ST | 1200-Z | Stormwater | Total PCBs | Total | < | 0.00943 | 9.43e-06 | mg/L | 01 | 2014-10-21 23:10
42270 | 11 | Freightliner - Truck Manufacturing Plant – 6936 N FATHOM ST | 1200-Z | Stormwater | Total PCBs | Total | < | 0.0101 | 1.01e-05 | mg/L | 02 | 2014-10-21 23:45
42354 | 11 | VIGOR INDUSTRIAL – 5555 N CHANNEL AVE BLDG 71 | 1200-Z | Stormwater | Total PCBs | Total |  | 0.0543 | 5.43e-05 | mg/L | 02 | 2014-10-22 08:50
42363 | 11 | VIGOR INDUSTRIAL – 5555 N CHANNEL AVE BLDG 71 | 1200-Z | Stormwater | Total PCBs | Total | < | 0.0192 | 1.92e-05 | mg/L | 04 | 2014-10-22 08:51
42352 | 11 | VIGOR INDUSTRIAL – 5555 N CHANNEL AVE BLDG 71 | 1200-Z | Stormwater | Total PCBs | Total |  | 0.0178 | 1.78e-05 | mg/L | 01 | 2014-10-22 09:00
42367 | 11 | VIGOR INDUSTRIAL – 5555 N CHANNEL AVE BLDG 71 | 1200-Z | Stormwater | Total PCBs | Total | < | 0.0196 | 1.96e-05 | mg/L | 06 | 2014-10-22 09:02
42365 | 11 | VIGOR INDUSTRIAL – 5555 N CHANNEL AVE BLDG 71 | 1200-Z | Stormwater | Total PCBs | Total | < | 0.0204 | 2.04e-05 | mg/L | 05 | 2014-10-22 09:27
42369 | 11 | VIGOR INDUSTRIAL – 5555 N CHANNEL AVE BLDG 71 | 1200-Z | Stormwater | Total PCBs | Total |  | 0.0229 | 2.29e-05 | mg/L | 07 | 2014-10-22 09:30
42358 | 11 | VIGOR INDUSTRIAL – 5555 N CHANNEL AVE BLDG 71 | 1200-Z | Stormwater | Total PCBs | Total | < | 0.0208 | 2.08e-05 | mg/L | 03 | 2014-10-22 09:43
42273 | 11 | Freightliner Parts Manufacturing Plant – 5400 N BASIN AVE | 1200-Z | Stormwater | Total PCBs | Total | < | 0.0095 | 9.5e-06 | mg/L | 02 | 2014-11-06 08:00
42275 | 11 | Freightliner Parts Manufacturing Plant – 5400 N BASIN AVE | 1200-Z | Stormwater | Total PCBs | Total | < | 0.00942 | 9.42e-06 | mg/L | 03 | 2014-11-06 08:13
42271 | 11 | Freightliner Parts Manufacturing Plant – 5400 N BASIN AVE | 1200-Z | Stormwater | Total PCBs | Total | < | 0.00952 | 9.52e-06 | mg/L | 01 | 2014-11-06 08:13
42274 | 11 | Freightliner Parts Manufacturing Plant – 5400 N BASIN AVE | 1200-Z | Stormwater | Total PCBs | Total | < | 0.00943 | 9.43e-06 | mg/L | 02 | 2014-11-21 11:05
42272 | 11 | Freightliner Parts Manufacturing Plant – 5400 N BASIN AVE | 1200-Z | Stormwater | Total PCBs | Total | < | 0.00965 | 9.65e-06 | mg/L | 01 | 2014-11-21 11:18
42276 | 11 | Freightliner Parts Manufacturing Plant – 5400 N BASIN AVE | 1200-Z | Stormwater | Total PCBs | Total | < | 0.00949 | 9.49e-06 | mg/L | 03 | 2014-11-21 11:35
42359 | 11 | VIGOR INDUSTRIAL – 5555 N CHANNEL AVE BLDG 71 | 1200-Z | Stormwater | Total PCBs | Total | < | 0.0194 | 1.94e-05 | mg/L | 03 | 2014-11-21 16:32
42251 | 11 | EWH, LLC – 5555 N CHANNEL AVE, BLDG 2 | 1200-Z | Stormwater | Total PCBs | Total | < | 0.099 | 9.9e-05 | mg/L | MP-1 | 2014-12-04 06:30
42254 | 11 | EWH, LLC – 5555 N CHANNEL AVE, BLDG 2 | 1200-Z | Stormwater | Total PCBs | Total | < | 0.099 | 9.9e-05 | mg/L | MP-2 | 2014-12-04 06:55
42257 | 11 | EWH, LLC – 5555 N CHANNEL AVE, BLDG 2 | 1200-Z | Stormwater | Total PCBs | Total | < | 0.099 | 9.9e-05 | mg/L | MP-3 | 2014-12-04 07:15
42260 | 11 | EWH, LLC – 5555 N CHANNEL AVE, BLDG 2 | 1200-Z | Stormwater | Total PCBs | Total | < | 0.099 | 9.9e-05 | mg/L | MP-4 | 2014-12-04 07:35
42360 | 11 | VIGOR INDUSTRIAL – 5555 N CHANNEL AVE BLDG 71 | 1200-Z | Stormwater | Total PCBs | Total | < | 0.0198 | 1.98e-05 | mg/L | 03 | 2014-12-09 13:50
42252 | 11 | EWH, LLC – 5555 N CHANNEL AVE, BLDG 2 | 1200-Z | Stormwater | Total PCBs | Total | < | 0.08 | 8e-05 | mg/L | MP-1 | 2015-02-05 16:20
42255 | 11 | EWH, LLC – 5555 N CHANNEL AVE, BLDG 2 | 1200-Z | Stormwater | Total PCBs | Total | < | 0.0781 | 7.81e-05 | mg/L | MP-2 | 2015-02-05 16:30
42258 | 11 | EWH, LLC – 5555 N CHANNEL AVE, BLDG 2 | 1200-Z | Stormwater | Total PCBs | Total | < | 0.08 | 8e-05 | mg/L | MP-3 | 2015-02-05 16:45
42261 | 11 | EWH, LLC – 5555 N CHANNEL AVE, BLDG 2 | 1200-Z | Stormwater | Total PCBs | Total | < | 0.0855 | 8.55e-05 | mg/L | MP-4 | 2015-02-05 17:00
42262 | 11 | EWH, LLC – 5555 N CHANNEL AVE, BLDG 2 | 1200-Z | Stormwater | Total PCBs | Total | < | 0.0952 | 9.52e-05 | mg/L | MP-4 | 2015-03-14 04:20
42259 | 11 | EWH, LLC – 5555 N CHANNEL AVE, BLDG 2 | 1200-Z | Stormwater | Total PCBs | Total | < | 0.0943 | 9.43e-05 | mg/L | MP-3 | 2015-03-14 04:45
42256 | 11 | EWH, LLC – 5555 N CHANNEL AVE, BLDG 2 | 1200-Z | Stormwater | Total PCBs | Total | < | 0.0943 | 9.43e-05 | mg/L | MP-2 | 2015-03-14 05:05
42253 | 11 | EWH, LLC – 5555 N CHANNEL AVE, BLDG 2 | 1200-Z | Stormwater | Total PCBs | Total | < | 0.0952 | 9.52e-05 | mg/L | MP-1 | 2015-03-14 05:30
42361 | 11 | VIGOR INDUSTRIAL – 5555 N CHANNEL AVE BLDG 71 | 1200-Z | Stormwater | Total PCBs | Total | < | 0.0204 | 2.04e-05 | mg/L | 03 | 2015-05-12 10:06
57307 | 19 | US DOT CG - Marine Safety Station – 6767 N Basin Ave. | Source Control Data | Stormwater | Total PCBs | Total | < | 0.014 | 0.014 | ug/l | 1 | 2015-08-29
57310 | 19 | US DOT CG - Marine Safety Station – 6767 N Basin Ave. | Source Control Data | Stormwater | Total PCBs | Total | < | 0.074 | 0.074 | ug/l | 2 | 2015-08-29
57311 | 19 | US DOT CG - Marine Safety Station – 6767 N Basin Ave. | Source Control Data | Stormwater | Total PCBs | Total |  | 0.0074 | 0.0074 | ug/l | 2 | 2015-10-10
57308 | 19 | US DOT CG - Marine Safety Station – 6767 N Basin Ave. | Source Control Data | Stormwater | Total PCBs | Total | < | 0.014 | 0.014 | ug/l | 1 | 2015-10-10
57317 | 19 | US DOT CG - Marine Safety Station – 6767 N Basin Ave. | Source Control Data | Stormwater | Total PCBs | Total | < | 0.015 | 0.015 | ug/l | 3 | 2015-10-10
57319 | 19 | US DOT CG - Marine Safety Station – 6767 N Basin Ave. | Source Control Data | Stormwater | Total PCBs | Total |  | 0.025 | 0.025 | ug/l | 4 | 2015-10-10
57320 | 19 | US DOT CG - Marine Safety Station – 6767 N Basin Ave. | Source Control Data | Stormwater | Total PCBs | Total | < | 0.0049 | 0.0049 | ug/l | 4 | 2015-10-28
57312 | 19 | US DOT CG - Marine Safety Station – 6767 N Basin Ave. | Source Control Data | Stormwater | Total PCBs | Total | < | 0.0068 | 0.0068 | ug/l | 2 | 2015-10-28
57309 | 19 | US DOT CG - Marine Safety Station – 6767 N Basin Ave. | Source Control Data | Stormwater | Total PCBs | Total | < | 0.012 | 0.012 | ug/l | 1 | 2015-10-28
57318 | 19 | US DOT CG - Marine Safety Station – 6767 N Basin Ave. | Source Control Data | Stormwater | Total PCBs | Total | < | 0.013 | 0.013 | ug/l | 3 | 2015-10-28
46445 | 13 | EWH, LLC – 5555 N CHANNEL AVE, BLDG 2 | 1200-Z | Stormwater | Total PCBs | Total | < | 0.0943 | 9.43e-05 | mg/L | MP-4 | 2015-10-31 15:45
46443 | 13 | EWH, LLC – 5555 N CHANNEL AVE, BLDG 2 | 1200-Z | Stormwater | Total PCBs | Total | < | 0.0943 | 9.43e-05 | mg/L | MP-3 | 2015-10-31 15:55
46439 | 13 | EWH, LLC – 5555 N CHANNEL AVE, BLDG 2 | 1200-Z | Stormwater | Total PCBs | Total | < | 0.0943 | 9.43e-05 | mg/L | MP-1 | 2015-10-31 16:10
46441 | 13 | EWH, LLC – 5555 N CHANNEL AVE, BLDG 2 | 1200-Z | Stormwater | Total PCBs | Total | < | 0.0943 | 9.43e-05 | mg/L | MP-2 | 2015-10-31 16:30
46440 | 13 | EWH, LLC – 5555 N CHANNEL AVE, BLDG 2 | 1200-Z | Stormwater | Total PCBs | Total | < | 0.0952 | 9.52e-05 | mg/L | MP-1 | 2016-01-12 15:00
46444 | 13 | EWH, LLC – 5555 N CHANNEL AVE, BLDG 2 | 1200-Z | Stormwater | Total PCBs | Total | < | 0.0952 | 9.52e-05 | mg/L | MP-3 | 2016-01-12 15:25
46446 | 13 | EWH, LLC – 5555 N CHANNEL AVE, BLDG 2 | 1200-Z | Stormwater | Total PCBs | Total | < | 0.0952 | 9.52e-05 | mg/L | MP-4 | 2016-01-12 15:40
46442 | 13 | EWH, LLC – 5555 N CHANNEL AVE, BLDG 2 | 1200-Z | Stormwater | Total PCBs | Total | < | 0.0952 | 9.52e-05 | mg/L | MP-2 | 2016-01-12 16:05
99611 | 15 | EWH, LLC – 5555 N CHANNEL AVE, BLDG 2 | 1200-Z | Stormwater | Total PCBs | Total | < | 0.0962 | 9.62e-05 | mg/L | MP-1 | 2016-10-13 06:10
99616 | 15 | EWH, LLC – 5555 N CHANNEL AVE, BLDG 2 | 1200-Z | Stormwater | Total PCBs | Total | < | 0.0962 | 9.62e-05 | mg/L | MP-4 | 2016-10-13 06:45
99613 | 15 | EWH, LLC – 5555 N CHANNEL AVE, BLDG 2 | 1200-Z | Stormwater | Total PCBs | Total | < | 0.0962 | 9.62e-05 | mg/L | MP-2 | 2016-10-13 07:10
103146 | 15 | VIGOR INDUSTRIAL – 5555 N CHANNEL AVE BLDG 71 | 1200-Z | Stormwater | Total PCBs | Total | < | 0.0962 | 9.62e-05 | mg/L | 09 | 2017-02-09 12:47
103129 | 15 | VIGOR INDUSTRIAL – 5555 N CHANNEL AVE BLDG 71 | 1200-Z | Stormwater | Total PCBs | Total | < | 0.103 | 0.000103 | mg/L | 08 | 2017-02-09 13:15
99617 | 15 | EWH, LLC – 5555 N CHANNEL AVE, BLDG 2 | 1200-Z | Stormwater | Total PCBs | Total | < | 0.0943 | 9.43e-05 | mg/L | MP-4 | 2017-02-15 18:25
99615 | 15 | EWH, LLC – 5555 N CHANNEL AVE, BLDG 2 | 1200-Z | Stormwater | Total PCBs | Total | < | 0.0935 | 9.35e-05 | mg/L | MP-3 | 2017-02-15 18:50
99612 | 15 | EWH, LLC – 5555 N CHANNEL AVE, BLDG 2 | 1200-Z | Stormwater | Total PCBs | Total | < | 0.0952 | 9.52e-05 | mg/L | MP-1 | 2017-02-15 19:05
99614 | 15 | EWH, LLC – 5555 N CHANNEL AVE, BLDG 2 | 1200-Z | Stormwater | Total PCBs | Total | < | 0.0952 | 9.52e-05 | mg/L | MP-2 | 2017-02-15 19:30