## RM6-8W Header
State of Oregon Department of Environmental Quality
Portland Harbor Stormwater Strategy Update
Appendix C3 – River Mile 6-8W Focus Area Contaminant Load Analysis Spreadsheets

## Loading Calculations
Rainfall Data
Low | 25 | inches |  | ECSI # | Site Name
High | 60 | inches |  | 183 | Siltronic Corporation
Average | 45 | inches |  | 398 | Arkema
mid | 36 | inches |  | done | City of Portland (22,22c,22-B): Some areas have sample points taken by ODOT
|  |  |  | 117 | GS Roofing
Area Data |  |  |  | 155 | Rhone Poulenc:
Total Pervious | 1201.2 | Acres |  |  | Most water infiltrated or goes to treatment facility, some runs off at Metro and NW 61st and is of concern
Total Impervious | 350.8 | Acres |  | 49 | Gould
Total Area(including rhone and Arkema) | 1552.1 | Acres |  | 395 | Schnitzer Investment - Doane Lake/Air Liquide – 6529 NW FRONT AVE
Ia | 0.22602 | Acres |  | 1398 | Metro Central Transfer Station
|  |  |  | 1096/160 | Kinder Morgan
Rv Calculation |  |  |  | 25 | Chevron - Willbridge Distribution Terminal – 5531 NW DOANE AVE
Rv= | 0.25341 |  |  | 177 | Conoco Phillips/Unocal
McCall Marine Terminal
Annual Runoff Calculation |  |  |  | 134 | McCall Oil
Rlow= | 5.7018 | inches |  |  | ODOT (of-22A,of 22c-a,wr-205,wr 206)
Rhigh= | 13.6844 | inches |  | 84 and 2348 | Gasco
Raverage= | 10.2633 | inches |  | 1641 | US Army COE - Portland Moorings – 8010 NW SAINT HELENS RD
mid | 8.2106 | inches |  |  | Willbrdige Bulk Fuel Area
Average 2012-2017 Concentrations |  |  | 2017 Avg Concentration |  | up to 2010 Avg concentration
Total Zinc | 0.20839 | mg/l | 0.144 |  | 0.1375
Total PAHs | 0.0011692 | mg/l | 0.0011935 |  | 0.00642
TSS | 37.8091 | mg/l | 17.375
BEHP | 0.0043176 | mg/l | 0.00191 | 2015 | 0.00177
Total PCBs | 0.00013743 | mg/l | 0.000217 |  | 0.0003
Load (lbs/year)
| Zinc | PAHS | TSS | BEHP | Total PCBs
Low | 416.7928 | 2.3385 | 75620.3316 | 8.6354 | 0.27488
High | 1000.3027 | 5.6124 | 181488.7959 | 20.7249 | 0.6597
Average | 750.227 | 4.2093 | 136116.5969 | 15.5436 | 0.49478
2017 Avg | 518.4149 | 4.2967 | 62551.8022 | 6.8762 | 0.78122
2017 Low | 288.0083 | 2.3871 | 34751.0012 | 3.8201 | 0.43401
up to 2010 Avg | 495.0143 | 23.1127 |  | 6.3722 | 1.08
mid 2017 | 414.7319 | 3.4374 |  | 5.501 | 0.62498
mid up to 2010 | 396.0114 | 18.4901 |  | 5.0977 | 0.86402
Load(kg/year)
| Zinc | PAHS | TSS | BEHP | Total PCBs
Low | 189.0539 | 1.0607 | 34300.7775 | 3.9169 | 0.12468
High | 453.7293 | 2.5457 | 82321.8659 | 9.4006 | 0.29924
Average | 340.297 | 1.9093 | 61741.3994 | 7.0505 | 0.22443
2017 Avg | 235.1489 | 1.949 | 28372.9971 | 3.119 | 0.35436
2017 Low | 130.6383 | 1.0828 | 15762.7762 | 1.7328 | 0.19686
up to 2010 Avg | 224.5345 | 10.4837 |  | 2.8904 | 0.48989
mid 2017 | 188.1191 | 1.5592 |  | 2.4952 | 0.28349
mid up to 2010 | 179.6276 | 8.387 |  | 2.3123 | 0.39191

## Zinc
Graphing
[13 empty] | Year | Average | Number of data points
ECSI # | Site Name | Number of Total Data Points Available | Percentage of Total |  |  | Year | Average | Number of data points |  |  |  |  | Pre 2012 | 162.1352
183 | Siltronic Corporation | 69 | 13.556 |  |  | Pre 2010 | 150.5297 | 64 |  |  |  |  | 2012 | 194.7852 | 55
398 | Arkema | 19 | 3.7328 |  |  | 2010 | 124.4913 | 23 |  | Average 2012-2017 | 208.3904 |  | 2013 | 287.5 | 84
done | City of Portland (22,22c,22-B): Some areas have sample points taken by ODOT | NA | NA |  |  | 2011 | 251.5 | 18 |  |  |  |  | 2014 | 236.456 | 84
117 | GS Roofing | 94 | 18.4676 |  |  | 2012 | 194.7852 | 55 |  |  |  |  | 2015 | 192.0901 | 71
155 | Rhone Poulenc: | NA | NA |  |  | 2013 | 287.5 | 84 |  |  |  |  | 2016 | 144.8922 | 64
| Most water infiltrated or goes to treatment facility, some runs off at Metro and NW 61st and is of concern | NA | NA |  |  | 2014 | 236.456 | 84 |  |  |  |  | 2017 | 144.2939 | 46
49 | Gould | NA | NA |  |  | 2015 | 192.0901 | 71
395 | Schnitzer Investment - Doane Lake/Air Liquide – 6529 NW FRONT AVE | 34 | 6.6798 |  |  | 2016 | 144.8922 | 64
1398 | Metro Central Transfer Station | 55 | 10.8055 |  |  | 2017 | 144.2939 | 46
1096/160 | Kinder Morgan | 22 | 4.3222
25 | Chevron - Willbridge Distribution Terminal – 5531 NW DOANE AVE | 36 | 7.0727
177 | Conoco Phillips/Unocal | 60 | 11.7878
| McCall Marine Terminal | 20 | 3.9293
134 | McCall Oil | 25 | 4.9116
| ODOT (of-22A,of 22c-a,wr-205,wr 206) | 4 | 0.78585
84 and 2348 | Gasco | 20 | 3.9293
1641 | US Army COE - Portland Moorings – 8010 NW SAINT HELENS RD | 29 | 5.6974
| Willbrdige Bulk Fuel Area | 22 | 4.3222
| Total | 509
RecordID | DataFileID | Facility | Project | Medium | Analyte | FractionAnalyzed | Micrograms per liter | Result_LessOrGreaterThan | ResultValue | Units | SampleCollectionLocation | SampleCollectionDate | ResultDate | OtherNotes
10493 | 5 | Siltronic Corp. – 7200 NW FRONT AVE | Rank-Order Curve Graphs | Stormwater | Zinc | Total | 129 |  | 129 | ug/l | WR67 |  |  | Data from original version of charts; RI data
10423 | 5 | Siltronic Corp. – 7200 NW FRONT AVE | Rank-Order Curve Graphs | Stormwater | Zinc | Total | 233 |  | 233 | ug/l | WR67 |  |  | Data from original version of charts; RI data
10414 | 5 | Siltronic Corp. – 7200 NW FRONT AVE | Rank-Order Curve Graphs | Stormwater | Zinc | Total | 255 |  | 255 | ug/l | WR67 |  |  | Data from original version of charts; RI data
10394 | 5 | Siltronic Corp. – 7200 NW FRONT AVE | Rank-Order Curve Graphs | Stormwater | Zinc | Total | 311 |  | 311 | ug/l | WR67 |  |  | Data from original version of charts; RI data
10391 | 5 | Siltronic Corp. – 7200 NW FRONT AVE | Rank-Order Curve Graphs | Stormwater | Zinc | Total | 312 |  | 312 | ug/l | WR67 |  |  | Data from original version of charts; RI data
10614 | 5 | ARKEMA, Inc. – 6400 NW Front Ave. | Rank-Order Curve Graphs | Stormwater | Zinc | Total | 51.4 |  | 51.4 | ug/l | WR96 |  |  | Data from original version of charts; RI data
10557 | 5 | ARKEMA, Inc. – 6400 NW Front Ave. | Rank-Order Curve Graphs | Stormwater | Zinc | Total | 75.2 |  | 75.2 | ug/l | WR96 |  |  | Data from original version of charts; RI data
10555 | 5 | ARKEMA, Inc. – 6400 NW Front Ave. | Rank-Order Curve Graphs | Stormwater | Zinc | Total | 77.8 |  | 77.8 | ug/l | WR96 |  |  | Data from original version of charts; RI data
10534 | 5 | ARKEMA, Inc. – 6400 NW Front Ave. | Rank-Order Curve Graphs | Stormwater | Zinc | Total | 93 |  | 93 | ug/l | WR96 |  |  | Data from original version of charts; RI data
10434 | 5 | ARKEMA, Inc. – 6400 NW Front Ave. | Rank-Order Curve Graphs | Stormwater | Zinc | Total | 212 |  | 212 | ug/l | WR96 |  |  | Data from original version of charts; RI data
10564 | 5 | GASCO – 7900 NW SAINT HELENS RD | Rank-Order Curve Graphs | Stormwater | Zinc | Total | 71.9 |  | 71.9 | ug/l | WR107 |  |  | Data from original version of charts; RI data
10503 | 5 | GASCO – 7900 NW SAINT HELENS RD | Rank-Order Curve Graphs | Stormwater | Zinc | Total | 114 |  | 114 | ug/l | WR107 |  |  | Data from original version of charts; RI data
10494 | 5 | GASCO – 7900 NW SAINT HELENS RD | Rank-Order Curve Graphs | Stormwater | Zinc | Total | 129 |  | 129 | ug/l | WR107 |  |  | Data from original version of charts; RI data
10483 | 5 | GASCO – 7900 NW SAINT HELENS RD | Rank-Order Curve Graphs | Stormwater | Zinc | Total | 141 |  | 141 | ug/l | WR107 |  |  | Data from original version of charts; RI data
10204 | 5 | McCall Oil – 5550 NW Front Ave. | Rank-Order Curve Graphs | Stormwater | Zinc | Total | 113 |  | 113 | ug/l | S-2W | 2000-12-20 |  | Data from original version of charts; ECSI data
10203 | 5 | McCall Oil – 5550 NW Front Ave. | Rank-Order Curve Graphs | Stormwater | Zinc | Total | 200 |  | 200 | ug/l | S-1W | 2000-12-20 |  | Data from original version of charts; ECSI data
10187 | 5 | McCall Oil – 5550 NW Front Ave. | Rank-Order Curve Graphs | Stormwater | Zinc | Total | 73.3 |  | 73.3 | ug/l | S-2W | 2002-03-06 |  | Data from original version of charts; ECSI data
10186 | 5 | McCall Oil – 5550 NW Front Ave. | Rank-Order Curve Graphs | Stormwater | Zinc | Total | 84.2 |  | 84.2 | ug/l | S-3W | 2002-03-06 |  | Data from original version of charts; ECSI data
10185 | 5 | McCall Oil – 5550 NW Front Ave. | Rank-Order Curve Graphs | Stormwater | Zinc | Total | 195 |  | 195 | ug/l | S-1W | 2002-03-06 |  | Data from original version of charts; ECSI data
10179 | 5 | McCall Oil – 5550 NW Front Ave. | Rank-Order Curve Graphs | Stormwater | Zinc | Total | 86.6 |  | 86.6 | ug/l | S-4W | 2002-04-09 |  | Data from original version of charts; ECSI data
10101 | 5 | McCall Oil – 5550 NW Front Ave. | Rank-Order Curve Graphs | Stormwater | Zinc | Total | 51.1 |  | 51.1 | ug/l | S-2W | 2005-04-07 |  | Data from original version of charts; ECSI data
10142 | 5 | McCall Oil – 5550 NW Front Ave. | Rank-Order Curve Graphs | Stormwater | Zinc | Total | 86.9 |  | 86.9 | ug/l | S-1W | 2005-04-07 |  | Data from original version of charts; ECSI data
10100 | 5 | McCall Oil – 5550 NW Front Ave. | Rank-Order Curve Graphs | Stormwater | Zinc | Total | 89.8 |  | 89.8 | ug/l | S-4W | 2005-04-07 |  | Data from original version of charts; ECSI data
10138 | 5 | McCall Oil – 5550 NW Front Ave. | Rank-Order Curve Graphs | Stormwater | Zinc | Total | 189 |  | 189 | ug/l | S-3W | 2005-04-07 |  | Data from original version of charts; ECSI data
9862 | 5 | Siltronic Corp. – 7200 NW FRONT AVE | Rank-Order Curve Graphs | Stormwater | Zinc | Total | 160 |  | 160 | ug/l | North | 2006-11-02 |  | Data from original version of charts; ECSI data
9861 | 5 | Siltronic Corp. – 7200 NW FRONT AVE | Rank-Order Curve Graphs | Stormwater | Zinc | Total | 281 |  | 281 | ug/l | South | 2006-11-02 |  | Data from original version of charts; ECSI data
9860 | 5 | Siltronic Corp. – 7200 NW FRONT AVE | Rank-Order Curve Graphs | Stormwater | Zinc | Total | 474 |  | 474 | ug/l | East | 2006-11-02 |  | Data from original version of charts; ECSI data
9737 | 5 | Siltronic Corp. – 7200 NW FRONT AVE | Rank-Order Curve Graphs | Stormwater | Zinc | Total | 80.6 |  | 80.6 | ug/l | North | 2007-02-14 |  | Data from original version of charts; ECSI data
9736 | 5 | Siltronic Corp. – 7200 NW FRONT AVE | Rank-Order Curve Graphs | Stormwater | Zinc | Total | 210 |  | 210 | ug/l | East | 2007-02-14 |  | Data from original version of charts; ECSI data
9735 | 5 | Siltronic Corp. – 7200 NW FRONT AVE | Rank-Order Curve Graphs | Stormwater | Zinc | Total | 222 |  | 222 | ug/l | South | 2007-02-14 |  | Data from original version of charts; ECSI data
114928 | 31 | GASCO – 7900 NW SAINT HELENS RD | 1200-Z | Stormwater | Zinc | Total | 71.9 |  | 71.9 | ug/l | WR-107 | 2007-03-26
114929 | 31 | GASCO – 7900 NW SAINT HELENS RD | 1200-Z | Stormwater | Zinc | Total | 129 |  | 129 | ug/l | WR-107 | 2007-04-09
9547 | 5 | McCall Oil – 5550 NW Front Ave. | Rank-Order Curve Graphs | Stormwater | Zinc | Total | 149 |  | 149 | ug/l | S-2W | 2007-05-02 |  | Data from original version of charts; ECSI data
9546 | 5 | McCall Oil – 5550 NW Front Ave. | Rank-Order Curve Graphs | Stormwater | Zinc | Total | 252 |  | 252 | ug/l | S-4W | 2007-05-02 |  | Data from original version of charts; ECSI data
9545 | 5 | McCall Oil – 5550 NW Front Ave. | Rank-Order Curve Graphs | Stormwater | Zinc | Total | 375 |  | 375 | ug/l | S-3W | 2007-05-02 |  | Data from original version of charts; ECSI data
114931 | 31 | GASCO – 7900 NW SAINT HELENS RD | 1200-Z | Stormwater | Zinc | Total | 114 |  | 114 | ug/l | WR-107 | 2007-05-03
9318 | 5 | McCall Oil – 5550 NW Front Ave. | Rank-Order Curve Graphs | Stormwater | Zinc | Total | 103 |  | 103 | ug/l | S-4W | 2007-11-12 |  | Data from original version of charts; ECSI data
9317 | 5 | McCall Oil – 5550 NW Front Ave. | Rank-Order Curve Graphs | Stormwater | Zinc | Total | 154 |  | 154 | ug/l | S-1W | 2007-11-12 |  | Data from original version of charts; ECSI data
9316 | 5 | McCall Oil – 5550 NW Front Ave. | Rank-Order Curve Graphs | Stormwater | Zinc | Total | 334 |  | 334 | ug/l | S-3W | 2007-11-12 |  | Data from original version of charts; ECSI data
9315 | 5 | McCall Oil – 5550 NW Front Ave. | Rank-Order Curve Graphs | Stormwater | Zinc | Total | 353 |  | 353 | ug/l | S-2W | 2007-11-12 |  | Data from original version of charts; ECSI data
9217 | 5 | Willbridge Bulk Fuel Area – NW Doane Ave. | Rank-Order Curve Graphs | Stormwater | Zinc | Total | 37.6 |  | 37.6 | ug/l | MTD | 2008-01-12 |  | Data from original version of charts; ECSI data
9215 | 5 | Willbridge Bulk Fuel Area – NW Doane Ave. | Rank-Order Curve Graphs | Stormwater | Zinc | Total | 52.1 |  | 52.1 | ug/l | MH-L | 2008-01-12 |  | Data from original version of charts; ECSI data
9213 | 5 | Willbridge Bulk Fuel Area – NW Doane Ave. | Rank-Order Curve Graphs | Stormwater | Zinc | Total | 108 |  | 108 | ug/l | MH-E | 2008-01-12 |  | Data from original version of charts; ECSI data
9212 | 5 | Willbridge Bulk Fuel Area – NW Doane Ave. | Rank-Order Curve Graphs | Stormwater | Zinc | Total | 198 |  | 198 | ug/l | MH-A | 2008-01-12 |  | Data from original version of charts; ECSI data
9175 | 5 | Willbridge Bulk Fuel Area – NW Doane Ave. | Rank-Order Curve Graphs | Stormwater | Zinc | Total | 54 |  | 54 | ug/l | MTD | 2008-01-14 |  | Data from original version of charts; ECSI data
9174 | 5 | Willbridge Bulk Fuel Area – NW Doane Ave. | Rank-Order Curve Graphs | Stormwater | Zinc | Total | 79.5 |  | 79.5 | ug/l | MHE | 2008-01-14 |  | Data from original version of charts; ECSI data
9172 | 5 | Willbridge Bulk Fuel Area – NW Doane Ave. | Rank-Order Curve Graphs | Stormwater | Zinc | Total | 247 |  | 247 | ug/l | MH-A | 2008-01-14 |  | Data from original version of charts; ECSI data
9098 | 5 | Willbridge Bulk Fuel Area – NW Doane Ave. | Rank-Order Curve Graphs | Stormwater | Zinc | Total | 24.9 |  | 24.9 | ug/l | MH-L | 2008-03-28 |  | Data from original version of charts; ECSI data
9097 | 5 | Willbridge Bulk Fuel Area – NW Doane Ave. | Rank-Order Curve Graphs | Stormwater | Zinc | Total | 39.1 |  | 39.1 | ug/l | MTD | 2008-03-28 |  | Data from original version of charts; ECSI data
9095 | 5 | Willbridge Bulk Fuel Area – NW Doane Ave. | Rank-Order Curve Graphs | Stormwater | Zinc | Total | 80.8 |  | 80.8 | ug/l | MH-E | 2008-03-28 |  | Data from original version of charts; ECSI data
9092 | 5 | Willbridge Bulk Fuel Area – NW Doane Ave. | Rank-Order Curve Graphs | Stormwater | Zinc | Total | 268 |  | 268 | ug/l | MH-A | 2008-03-28 |  | Data from original version of charts; ECSI data
9065 | 5 | Willbridge Bulk Fuel Area – NW Doane Ave. | Rank-Order Curve Graphs | Stormwater | Zinc | Total | 201 |  | 201 | ug/l | MH-E | 2008-05-23 |  | Data from original version of charts; ECSI data
9064 | 5 | Willbridge Bulk Fuel Area – NW Doane Ave. | Rank-Order Curve Graphs | Stormwater | Zinc | Total | 464 |  | 464 | ug/l | MH-A | 2008-05-23 |  | Data from original version of charts; ECSI data
9040 | 5 | Willbridge Bulk Fuel Area – NW Doane Ave. | Rank-Order Curve Graphs | Stormwater | Zinc | Total | 51 |  | 51 | ug/l | MH-L | 2008-06-03 |  | Data from original version of charts; ECSI data
8986 | 5 | Shell Oil Co. - Willbridge Plant – 5880 NW ST HELENS RD | Rank-Order Curve Graphs | Stormwater | Zinc | Total | 90.4 |  | 90.4 | ug/l | Shell CP | 2008-12-01
8975 | 5 | Shell Oil Co. - Willbridge Plant – 5880 NW ST HELENS RD | Rank-Order Curve Graphs | Stormwater | Zinc | Total | 106 |  | 106 | ug/l | Shell CP | 2008-12-12
8851 | 5 | Shell Oil Co. - Willbridge Plant – 5880 NW ST HELENS RD | Rank-Order Curve Graphs | Stormwater | Zinc | Total | 139 |  | 139 | ug/l | Shell CP | 2009-02-10
8743 | 5 | Shell Oil Co. - Willbridge Plant – 5880 NW ST HELENS RD | Rank-Order Curve Graphs | Stormwater | Zinc | Total | 122 |  | 122 | ug/l | Shell CP | 2009-02-23
8410 | 5 | GS Roofing – 6350 NW FRONT AVE | Rank-Order Curve Graphs | Stormwater | Zinc | Total | 62.8 |  | 62.8 | ug/l | OF-A | 2009-10-21 |  | Data from original version of charts; ECSI data
8409 | 5 | GS Roofing – 6350 NW FRONT AVE | Rank-Order Curve Graphs | Stormwater | Zinc | Total | 177 |  | 177 | ug/l | OF-B | 2009-10-21 |  | Data from original version of charts; ECSI data
8386 | 5 | GS Roofing – 6350 NW FRONT AVE | Rank-Order Curve Graphs | Stormwater | Zinc | Total | 25 | < | 25 | ug/l | OF-A | 2009-11-07 |  | Data from original version of charts; ECSI data
8385 | 5 | GS Roofing – 6350 NW FRONT AVE | Rank-Order Curve Graphs | Stormwater | Zinc | Total | 79.4 |  | 79.4 | ug/l | OF-B | 2009-11-07 |  | Data from original version of charts; ECSI data
114935 | 31 | GASCO – 7900 NW SAINT HELENS RD | 1200-Z | Stormwater | Zinc | Total | 49.05 |  | 49.05 | ug/l | WR-107 | 2009-11-09
114937 | 31 | GASCO – 7900 NW SAINT HELENS RD | 1200-Z | Stormwater | Zinc | Total | 41.55 |  | 41.55 | ug/l | WR-107 | 2009-11-20
114939 | 31 | GASCO – 7900 NW SAINT HELENS RD | 1200-Z | Stormwater | Zinc | Total | 74.15 |  | 74.15 | ug/l | WR-107 | 2010-02-10
8281 | 5 | GS Roofing – 6350 NW FRONT AVE | Rank-Order Curve Graphs | Stormwater | Zinc | Total | 157 |  | 157 | ug/l | OF-B | 2010-02-23 |  | Data from original version of charts; ECSI data
8280 | 5 | GS Roofing – 6350 NW FRONT AVE | Rank-Order Curve Graphs | Stormwater | Zinc | Total | 167 |  | 167 | ug/l | OF-A | 2010-02-23 |  | Data from original version of charts; ECSI data
8257 | 5 | Willbridge Bulk Fuel Area – NW Doane Ave. | Rank-Order Curve Graphs | Stormwater | Zinc | Total | 55.4 |  | 55.4 | ug/l | OUTFALL 003 | 2010-03-09 |  | Data added to charts 3/25/15
8256 | 5 | Willbridge Bulk Fuel Area – NW Doane Ave. | Rank-Order Curve Graphs | Stormwater | Zinc | Total | 130 |  | 130 | ug/l | OUTFALL 001 | 2010-03-09 |  | Data added to charts 3/25/15
114940 | 31 | GASCO – 7900 NW SAINT HELENS RD | 1200-Z | Stormwater | Zinc | Total | 32.05 |  | 32.05 | ug/l | WR-107 | 2010-04-02
8222 | 5 | Willbridge Bulk Fuel Area – NW Doane Ave. | Rank-Order Curve Graphs | Stormwater | Zinc | Total | 129 |  | 129 | ug/l | OUTFALL 003 | 2010-04-26 |  | Data added to charts 3/25/15
8221 | 5 | Willbridge Bulk Fuel Area – NW Doane Ave. | Rank-Order Curve Graphs | Stormwater | Zinc | Total | 249 |  | 249 | ug/l | OUTFALL 001 | 2010-04-26 |  | Data added to charts 3/25/15
8182 | 5 | GS Roofing – 6350 NW FRONT AVE | Rank-Order Curve Graphs | Stormwater | Zinc | Total | 58.6 |  | 58.6 | ug/l | OF-A | 2010-05-19 |  | Data from original version of charts; ECSI data
8180 | 5 | GS Roofing – 6350 NW FRONT AVE | Rank-Order Curve Graphs | Stormwater | Zinc | Total | 155 |  | 155 | ug/l | OF-B | 2010-05-19 |  | Data from original version of charts; ECSI data
8124 | 5 | McCall Oil – 5550 NW Front Ave. | Rank-Order Curve Graphs | Stormwater | Zinc | Total | 81.3 |  | 81.3 | ug/l | S-4W | 2010-05-25 |  | Data from original version of charts; ECSI data
8123 | 5 | McCall Oil – 5550 NW Front Ave. | Rank-Order Curve Graphs | Stormwater | Zinc | Total | 84.8 |  | 84.8 | ug/l | S-2W | 2010-05-25 |  | Data from original version of charts; ECSI data
8122 | 5 | McCall Oil – 5550 NW Front Ave. | Rank-Order Curve Graphs | Stormwater | Zinc | Total | 109 |  | 109 | ug/l | S-3W | 2010-05-25 |  | Data from original version of charts; ECSI data
8121 | 5 | McCall Oil – 5550 NW Front Ave. | Rank-Order Curve Graphs | Stormwater | Zinc | Total | 329 |  | 329 | ug/l | S-1W | 2010-05-25 |  | Data from original version of charts; ECSI data
8052 | 5 | McCall Oil – 5550 NW Front Ave. | Rank-Order Curve Graphs | Stormwater | Zinc | Total | 51.6 |  | 51.6 | ug/l | S-2W | 2010-06-03 |  | Data from original version of charts; ECSI data
8051 | 5 | McCall Oil – 5550 NW Front Ave. | Rank-Order Curve Graphs | Stormwater | Zinc | Total | 59.9 |  | 59.9 | ug/l | S-4W | 2010-06-03 |  | Data from original version of charts; ECSI data
8050 | 5 | McCall Oil – 5550 NW Front Ave. | Rank-Order Curve Graphs | Stormwater | Zinc | Total | 124 |  | 124 | ug/l | S-3W | 2010-06-03 |  | Data from original version of charts; ECSI data
8049 | 5 | McCall Oil – 5550 NW Front Ave. | Rank-Order Curve Graphs | Stormwater | Zinc | Total | 229 |  | 229 | ug/l | S-1W | 2010-06-03 |  | Data from original version of charts; ECSI data
8006 | 5 | Willbridge Bulk Fuel Area – NW Doane Ave. | Rank-Order Curve Graphs | Stormwater | Zinc | Total | 25.8 |  | 25.8 | ug/l | OUTFALL 003 | 2010-11-01 |  | Data added to charts 3/25/15
8002 | 5 | Willbridge Bulk Fuel Area – NW Doane Ave. | Rank-Order Curve Graphs | Stormwater | Zinc | Total | 75.7 |  | 75.7 | ug/l | OUTFALL 001 | 2010-11-01 |  | Data added to charts 3/25/15
7983 | 5 | Metro Central Transfer Station – 6161 NW 61ST AVE | Rank-Order Curve Graphs | Stormwater | Zinc | Total | 170 |  | 170 | ug/l | MH-16 | 2010-11-06 |  | Data added to charts 3/25/15
7901 | 5 | Metro Central Transfer Station – 6161 NW 61ST AVE | Rank-Order Curve Graphs | Stormwater | Zinc | Total | 96 |  | 96 | ug/l | MH-16 | 2010-11-17 |  | Data added to charts 3/25/15
7871 | 5 | Metro Central Transfer Station – 6161 NW 61ST AVE | Rank-Order Curve Graphs | Stormwater | Zinc | Total | 220 |  | 220 | ug/l | MH-16 | 2010-11-29 |  | Data added to charts 3/25/15
7824 | 5 | Metro Central Transfer Station – 6161 NW 61ST AVE | Rank-Order Curve Graphs | Stormwater | Zinc | Total | 188 |  | 188 | ug/l | MH-16 | 2011-02-12 |  | Data added to charts 3/25/15
7639 | 5 | Schnitzer Investment - Doane Lake/Air Liquide – 6529 NW FRONT AVE | Rank-Order Curve Graphs | Stormwater | Zinc | Total | 47.1 |  | 47.1 | ug/l | CCB1 | 2011-04-01 |  | Data added to charts 3/25/15
7637 | 5 | Schnitzer Investment - Doane Lake/Air Liquide – 6529 NW FRONT AVE | Rank-Order Curve Graphs | Stormwater | Zinc | Total | 120 |  | 120 | ug/l | OF22 | 2011-04-01 |  | Data added to charts 3/25/15
7636 | 5 | Schnitzer Investment - Doane Lake/Air Liquide – 6529 NW FRONT AVE | Rank-Order Curve Graphs | Stormwater | Zinc | Total | 128 |  | 128 | ug/l | MH17 | 2011-04-01 |  | Data added to charts 3/25/15
7635 | 5 | Schnitzer Investment - Doane Lake/Air Liquide – 6529 NW FRONT AVE | Rank-Order Curve Graphs | Stormwater | Zinc | Total | 196 |  | 196 | ug/l | AMH1 | 2011-04-01 |  | Data added to charts 3/25/15
7634 | 5 | Schnitzer Investment - Doane Lake/Air Liquide – 6529 NW FRONT AVE | Rank-Order Curve Graphs | Stormwater | Zinc | Total | 326 |  | 326 | ug/l | SEEP | 2011-04-01 |  | Data added to charts 3/25/15
7480 | 5 | Schnitzer Investment - Doane Lake/Air Liquide – 6529 NW FRONT AVE | Rank-Order Curve Graphs | Stormwater | Zinc | Total | 80.6 |  | 80.6 | ug/l | AMH1 | 2011-04-14 |  | Data added to charts 3/25/15
7368 | 5 | Schnitzer Investment - Doane Lake/Air Liquide – 6529 NW FRONT AVE | Rank-Order Curve Graphs | Stormwater | Zinc | Total | 49.7 |  | 49.7 | ug/l | SEEP | 2011-05-11 |  | Data added to charts 3/25/15
7365 | 5 | Schnitzer Investment - Doane Lake/Air Liquide – 6529 NW FRONT AVE | Rank-Order Curve Graphs | Stormwater | Zinc | Total | 154 |  | 154 | ug/l | AMH1 | 2011-05-11 |  | Data added to charts 3/25/15
7364 | 5 | Schnitzer Investment - Doane Lake/Air Liquide – 6529 NW FRONT AVE | Rank-Order Curve Graphs | Stormwater | Zinc | Total | 165 |  | 165 | ug/l | OF22 | 2011-05-11 |  | Data added to charts 3/25/15
7363 | 5 | Schnitzer Investment - Doane Lake/Air Liquide – 6529 NW FRONT AVE | Rank-Order Curve Graphs | Stormwater | Zinc | Total | 177 |  | 177 | ug/l | MH17 | 2011-05-11 |  | Data added to charts 3/25/15
7362 | 5 | Schnitzer Investment - Doane Lake/Air Liquide – 6529 NW FRONT AVE | Rank-Order Curve Graphs | Stormwater | Zinc | Total | 349 |  | 349 | ug/l | ALRO | 2011-05-11 |  | Data added to charts 3/25/15
7361 | 5 | Schnitzer Investment - Doane Lake/Air Liquide – 6529 NW FRONT AVE | Rank-Order Curve Graphs | Stormwater | Zinc | Total | 627 |  | 627 | ug/l | CCB1 | 2011-05-11 |  | Data added to charts 3/25/15
7313 | 5 | Schnitzer Investment - Doane Lake/Air Liquide – 6529 NW FRONT AVE | Rank-Order Curve Graphs | Stormwater | Zinc | Total | 32.6 |  | 32.6 | ug/l | SEEP | 2011-05-26 |  | Data added to charts 3/25/15
7309 | 5 | Schnitzer Investment - Doane Lake/Air Liquide – 6529 NW FRONT AVE | Rank-Order Curve Graphs | Stormwater | Zinc | Total | 271 |  | 271 | ug/l | AMH1 | 2011-05-26 |  | Data added to charts 3/25/15
7308 | 5 | Schnitzer Investment - Doane Lake/Air Liquide – 6529 NW FRONT AVE | Rank-Order Curve Graphs | Stormwater | Zinc | Total | 363 |  | 363 | ug/l | MH17 | 2011-05-26 |  | Data added to charts 3/25/15
7307 | 5 | Schnitzer Investment - Doane Lake/Air Liquide – 6529 NW FRONT AVE | Rank-Order Curve Graphs | Stormwater | Zinc | Total | 375 |  | 375 | ug/l | ALRO | 2011-05-26 |  | Data added to charts 3/25/15
7306 | 5 | Schnitzer Investment - Doane Lake/Air Liquide – 6529 NW FRONT AVE | Rank-Order Curve Graphs | Stormwater | Zinc | Total | 878 |  | 878 | ug/l | CCB1 | 2011-05-26 |  | Data added to charts 3/25/15
6527 | 5 | Metro Central Transfer Station – 6161 NW 61ST AVE | Rank-Order Curve Graphs | Stormwater | Zinc | Total | 97.1 |  | 97.1 | ug/l | CB-2hw | 2012-06-07 |  | Data added to charts 3/25/15
6524 | 5 | Metro Central Transfer Station – 6161 NW 61ST AVE | Rank-Order Curve Graphs | Stormwater | Zinc | Total | 158 |  | 158 | ug/l | CB-13A | 2012-06-07 |  | Data added to charts 3/25/15
6523 | 5 | Metro Central Transfer Station – 6161 NW 61ST AVE | Rank-Order Curve Graphs | Stormwater | Zinc | Total | 169 |  | 169 | ug/l | CB-2 | 2012-06-07 |  | Data added to charts 3/25/15
6522 | 5 | Metro Central Transfer Station – 6161 NW 61ST AVE | Rank-Order Curve Graphs | Stormwater | Zinc | Total | 176 |  | 176 | ug/l | MH-16 | 2012-06-07 |  | Data added to charts 3/25/15
6521 | 5 | Metro Central Transfer Station – 6161 NW 61ST AVE | Rank-Order Curve Graphs | Stormwater | Zinc | Total | 211 |  | 211 | ug/l | MH-9 | 2012-06-07 |  | Data added to charts 3/25/15
6520 | 5 | Metro Central Transfer Station – 6161 NW 61ST AVE | Rank-Order Curve Graphs | Stormwater | Zinc | Total | 218 |  | 218 | ug/l | CB-10 | 2012-06-07 |  | Data added to charts 3/25/15
6519 | 5 | Metro Central Transfer Station – 6161 NW 61ST AVE | Rank-Order Curve Graphs | Stormwater | Zinc | Total | 446 |  | 446 | ug/l | CB-12 | 2012-06-07 |  | Data added to charts 3/25/15
23592 | 7 | Shell Oil Co. - Willbridge Plant – 5880 NW ST HELENS RD | 1200-Z | Stormwater | Zinc | Total | 50.7 |  | 50.7 | ug/l | T140 | 2012-07-18
23556 | 7 | GS Roofing – 6350 NW FRONT AVE | 1200-Z | Stormwater | Zinc | Total | 28.8 |  | 28.8 | ug/l | CB-1 | 2012-10-15 |  | tester: self
23546 | 7 | GS Roofing – 6350 NW FRONT AVE | 1200-Z | Stormwater | Zinc | Total | 56.6 |  | 56.6 | ug/l | A | 2012-10-15 |  | tester: self
23534 | 7 | GS Roofing – 6350 NW FRONT AVE | 1200-Z | Stormwater | Zinc | Total | 592 |  | 592 | ug/l | C | 2012-10-15 |  | tester: self
23462 | 7 | GASCO – 7900 NW SAINT HELENS RD | 1200-Z | Stormwater | Zinc | Total | 120 |  | 120 | ug/l | 1 | 2012-10-16 |  | tester: self
23292 | 7 | Metro Central Transfer Station – 6161 NW 61ST AVE | 1200-Z | Stormwater | Zinc | Total | 232 |  | 232 | ug/l | 1 | 2012-10-22 |  | tester: self
23306 | 7 | MCCALL MARINE TERMINAL – 5480 NW FRONT AVE | 1200-Z | Stormwater | Zinc | Total | 74 |  | 74 | ug/l | 1 | 2012-10-22 |  | tester: self
22984 | 7 | Metro Central Transfer Station – 6161 NW 61ST AVE | 1200-Z | Stormwater | Zinc | Total | 115 |  | 115 | ug/l | 1 | 2012-10-29 |  | tester: self
22794 | 7 | GS Roofing – 6350 NW FRONT AVE | 1200-Z | Stormwater | Zinc | Total | 12.5 |  | 12.5 | ug/l | CB-1 | 2012-10-30 |  | tester: self
22766 | 7 | GS Roofing – 6350 NW FRONT AVE | 1200-Z | Stormwater | Zinc | Total | 104 |  | 104 | ug/l | A | 2012-10-30 |  | tester: self
22752 | 7 | GS Roofing – 6350 NW FRONT AVE | 1200-Z | Stormwater | Zinc | Total | 391 |  | 391 | ug/l | C | 2012-10-30 |  | tester: self
6381 | 5 | Metro Central Transfer Station – 6161 NW 61ST AVE | Rank-Order Curve Graphs | Stormwater | Zinc | Total | 14.5 |  | 14.5 | ug/l | CB-12 | 2012-10-30 |  | Data added to charts 3/25/15
6372 | 5 | Metro Central Transfer Station – 6161 NW 61ST AVE | Rank-Order Curve Graphs | Stormwater | Zinc | Total | 53.5 |  | 53.5 | ug/l | CB-2 | 2012-10-30 |  | Data added to charts 3/25/15
6371 | 5 | Metro Central Transfer Station – 6161 NW 61ST AVE | Rank-Order Curve Graphs | Stormwater | Zinc | Total | 81.2 |  | 81.2 | ug/l | CB-2hw | 2012-10-30 |  | Data added to charts 3/25/15
6369 | 5 | Metro Central Transfer Station – 6161 NW 61ST AVE | Rank-Order Curve Graphs | Stormwater | Zinc | Total | 110 |  | 110 | ug/l | MH-9 | 2012-10-30 |  | Data added to charts 3/25/15
6368 | 5 | Metro Central Transfer Station – 6161 NW 61ST AVE | Rank-Order Curve Graphs | Stormwater | Zinc | Total | 115 |  | 115 | ug/l | MH-16 | 2012-10-30 |  | Data added to charts 3/25/15
6367 | 5 | Metro Central Transfer Station – 6161 NW 61ST AVE | Rank-Order Curve Graphs | Stormwater | Zinc | Total | 139 |  | 139 | ug/l | CB-10 | 2012-10-30 |  | Data added to charts 3/25/15
21739 | 7 | Schnitzer Investment - Doane Lake/Air Liquide – 6529 NW FRONT AVE | 1200-Z | Stormwater | Zinc | Total | 620 |  | 620 | ug/l | 1 | 2012-11-12 |  | tester: self
21754 | 7 | MCCALL MARINE TERMINAL – 5480 NW FRONT AVE | 1200-Z | Stormwater | Zinc | Total | 44 |  | 44 | ug/l | 1 | 2012-11-12 |  | tester: self
21479 | 7 | Siltronic Corp. – 7200 NW FRONT AVE | 1200-Z | Stormwater | Zinc | Total | 161 |  | 161 | ug/l | 1 | 2012-11-17 |  | tester: self
21478 | 7 | Siltronic Corp. – 7200 NW FRONT AVE | 1200-Z | Stormwater | Zinc | Total | 167 |  | 167 | ug/l | 3 | 2012-11-17 |  | tester: self
21481 | 7 | Shell Oil Co. - Willbridge Plant – 5880 NW ST HELENS RD | 1200-Z | Stormwater | Zinc | Total | 113 |  | 113 | ug/l | 3 | 2012-11-17
20948 | 7 | Unocal - Willbridge Terminal – 5528 NW DOANE AVE | 1200-Z | Stormwater | Zinc | Total | 45.8 |  | 45.8 | ug/l | 2 | 2012-11-19 |  | tester: self
20940 | 7 | Unocal - Willbridge Terminal – 5528 NW DOANE AVE | 1200-Z | Stormwater | Zinc | Total | 73.6 |  | 73.6 | ug/l | 4 | 2012-11-19 |  | tester: self
20939 | 7 | Unocal - Willbridge Terminal – 5528 NW DOANE AVE | 1200-Z | Stormwater | Zinc | Total | 95.5 |  | 95.5 | ug/l | 1 | 2012-11-19 |  | tester: self
20946 | 7 | GASCO – 7900 NW SAINT HELENS RD | 1200-Z | Stormwater | Zinc | Total | 50.8 |  | 50.8 | ug/l | 1 | 2012-11-19 |  | tester: self
20084 | 7 | Unocal - Willbridge Terminal – 5528 NW DOANE AVE | 1200-Z | Stormwater | Zinc | Total | 42.9 |  | 42.9 | ug/l | 2 | 2012-12-04 |  | tester: self
20081 | 7 | Unocal - Willbridge Terminal – 5528 NW DOANE AVE | 1200-Z | Stormwater | Zinc | Total | 63.6 |  | 63.6 | ug/l | 1 | 2012-12-04 |  | tester: self
20075 | 7 | Unocal - Willbridge Terminal – 5528 NW DOANE AVE | 1200-Z | Stormwater | Zinc | Total | 72.3 |  | 72.3 | ug/l | 4 | 2012-12-04 |  | tester: self
19660 | 7 | Chevron - Willbridge Distribution Terminal – 5531 NW DOANE AVE | 1200-Z | Stormwater | Zinc | Total | 41 |  | 41 | ug/l | 2 | 2012-12-06 |  | tester: self
19659 | 7 | Chevron - Willbridge Distribution Terminal – 5531 NW DOANE AVE | 1200-Z | Stormwater | Zinc | Total | 74 |  | 74 | ug/l | 1 | 2012-12-06 |  | tester: self
19495 | 7 | Siltronic Corp. – 7200 NW FRONT AVE | 1200-Z | Stormwater | Zinc | Total | 99 |  | 99 | ug/l | 1 | 2012-12-11 |  | tester: self
19496 | 7 | Siltronic Corp. – 7200 NW FRONT AVE | 1200-Z | Stormwater | Zinc | Total | 99 |  | 99 | ug/l | 3 | 2012-12-11 |  | tester: self
19489 | 7 | Schnitzer Investment - Doane Lake/Air Liquide – 6529 NW FRONT AVE | 1200-Z | Stormwater | Zinc | Total | 160 |  | 160 | ug/l | 1 | 2012-12-11 |  | tester: self
6074 | 5 | Metro Central Transfer Station – 6161 NW 61ST AVE | Rank-Order Curve Graphs | Stormwater | Zinc | Total | 122 |  | 122 | ug/l | CB-13A | 2012-12-11 |  | Data added to charts 3/25/15
6071 | 5 | Metro Central Transfer Station – 6161 NW 61ST AVE | Rank-Order Curve Graphs | Stormwater | Zinc | Total | 150 |  | 150 | ug/l | CB-2 | 2012-12-11 |  | Data added to charts 3/25/15
6066 | 5 | Metro Central Transfer Station – 6161 NW 61ST AVE | Rank-Order Curve Graphs | Stormwater | Zinc | Total | 292 |  | 292 | ug/l | CB-10 | 2012-12-11 |  | Data added to charts 3/25/15
19486 | 7 | Metro Central Transfer Station – 6161 NW 61ST AVE | 1200-Z | Stormwater | Zinc | Total | 315 |  | 315 | ug/l | 1 | 2012-12-11 |  | tester: self
6065 | 5 | Metro Central Transfer Station – 6161 NW 61ST AVE | Rank-Order Curve Graphs | Stormwater | Zinc | Total | 315 |  | 315 | ug/l | MH-16 | 2012-12-11 |  | Data added to charts 3/25/15
6064 | 5 | Metro Central Transfer Station – 6161 NW 61ST AVE | Rank-Order Curve Graphs | Stormwater | Zinc | Total | 694 |  | 694 | ug/l | MH-9 | 2012-12-11 |  | Data added to charts 3/25/15
6063 | 5 | Metro Central Transfer Station – 6161 NW 61ST AVE | Rank-Order Curve Graphs | Stormwater | Zinc | Total | 704 |  | 704 | ug/l | CB-12 | 2012-12-11 |  | Data added to charts 3/25/15
6062 | 5 | Metro Central Transfer Station – 6161 NW 61ST AVE | Rank-Order Curve Graphs | Stormwater | Zinc | Total | 1400 |  | 1400 | ug/l | CB-2hw | 2012-12-11 |  | Data added to charts 3/25/15
19084 | 7 | Shell Oil Co. - Willbridge Plant – 5880 NW ST HELENS RD | 1200-Z | Stormwater | Zinc | Total | 50 |  | 50 | ug/l | 3 | 2012-12-14
18895 | 7 | Metro Central Transfer Station – 6161 NW 61ST AVE | 1200-Z | Stormwater | Zinc | Total | 328 |  | 328 | ug/l | 1 | 2012-12-17 |  | tester: self
18915 | 7 | US Army COE - Portland Moorings – 8010 NW SAINT HELENS RD | 1200-Z | Stormwater | Zinc | Total | 49 |  | 49 | ug/l | 1 | 2012-12-17 |  | tester: self
18898 | 7 | US Army COE - Portland Moorings – 8010 NW SAINT HELENS RD | 1200-Z | Stormwater | Zinc | Total | 285 |  | 285 | ug/l | 2 | 2012-12-17 |  | tester: self
18230 | 7 | Chevron - Willbridge Distribution Terminal – 5531 NW DOANE AVE | 1200-Z | Stormwater | Zinc | Total | 27 |  | 27 | ug/l | 2 | 2012-12-24 |  | tester: self
18229 | 7 | Chevron - Willbridge Distribution Terminal – 5531 NW DOANE AVE | 1200-Z | Stormwater | Zinc | Total | 110 |  | 110 | ug/l | 1 | 2012-12-24 |  | tester: self
17955 | 7 | GS Roofing – 6350 NW FRONT AVE | 1200-Z | Stormwater | Zinc | Total | 119 |  | 119 | ug/l | A | 2013-01-23 |  | tester: self
17952 | 7 | GS Roofing – 6350 NW FRONT AVE | 1200-Z | Stormwater | Zinc | Total | 487 |  | 487 | ug/l | CB-1 | 2013-01-23 |  | tester: self
17951 | 7 | GS Roofing – 6350 NW FRONT AVE | 1200-Z | Stormwater | Zinc | Total | 794 |  | 794 | ug/l | C | 2013-01-23 |  | tester: self
17828 | 7 | Shell Oil Co. - Willbridge Plant – 5880 NW ST HELENS RD | 1200-Z | Stormwater | Zinc | Total | 85.7 |  | 85.7 | ug/l | 3 | 2013-01-25
17780 | 7 | MCCALL MARINE TERMINAL – 5480 NW FRONT AVE | 1200-Z | Stormwater | Zinc | Total | 46 |  | 46 | ug/l | 1 | 2013-01-28 |  | tester: self
17675 | 7 | GASCO – 7900 NW SAINT HELENS RD | 1200-Z | Stormwater | Zinc | Total | 60 |  | 60 | ug/l | 1 | 2013-01-29 |  | tester: self
17563 | 7 | Unocal - Willbridge Terminal – 5528 NW DOANE AVE | 1200-Z | Stormwater | Zinc | Total | 54.3 |  | 54.3 | ug/l | 4 | 2013-02-19 |  | tester: self
17562 | 7 | Unocal - Willbridge Terminal – 5528 NW DOANE AVE | 1200-Z | Stormwater | Zinc | Total | 71.4 |  | 71.4 | ug/l | 1 | 2013-02-19 |  | tester: self
17561 | 7 | Unocal - Willbridge Terminal – 5528 NW DOANE AVE | 1200-Z | Stormwater | Zinc | Total | 76.4 |  | 76.4 | ug/l | 2 | 2013-02-19 |  | tester: self
17473 | 7 | Shell Oil Co. - Willbridge Plant – 5880 NW ST HELENS RD | 1200-Z | Stormwater | Zinc | Total | 50.9 |  | 50.9 | ug/l | 3 | 2013-02-21
17273 | 7 | Siltronic Corp. – 7200 NW FRONT AVE | 1200-Z | Stormwater | Zinc | Total | 140 |  | 140 | ug/l | 1 | 2013-02-22 |  | tester: self
17263 | 7 | Siltronic Corp. – 7200 NW FRONT AVE | 1200-Z | Stormwater | Zinc | Total | 187 |  | 187 | ug/l | 3 | 2013-02-22 |  | tester: self
17254 | 7 | Siltronic Corp. – 7200 NW FRONT AVE | 1200-Z | Stormwater | Zinc | Total | 240 |  | 240 | ug/l | 2 | 2013-02-22 |  | tester: self
5959 | 5 | Willbridge Bulk Fuel Area – NW Doane Ave. | Rank-Order Curve Graphs | Stormwater | Zinc | Total | 96.8 |  | 96.8 | ug/l | OUTFALL 003 | 2013-02-22 |  | Data added to charts 3/25/15
5957 | 5 | Willbridge Bulk Fuel Area – NW Doane Ave. | Rank-Order Curve Graphs | Stormwater | Zinc | Total | 272 |  | 272 | ug/l | OUTFALL 001 | 2013-02-22 |  | Data added to charts 3/25/15
16036 | 7 | GS Roofing – 6350 NW FRONT AVE | 1200-Z | Stormwater | Zinc | Total | 86.6 |  | 86.6 | ug/l | A | 2013-03-05 |  | tester: self
16030 | 7 | GS Roofing – 6350 NW FRONT AVE | 1200-Z | Stormwater | Zinc | Total | 194 |  | 194 | ug/l | CB-1 | 2013-03-05 |  | tester: self
16022 | 7 | GS Roofing – 6350 NW FRONT AVE | 1200-Z | Stormwater | Zinc | Total | 623 |  | 623 | ug/l | C | 2013-03-05 |  | tester: self
16029 | 7 | Metro Central Transfer Station – 6161 NW 61ST AVE | 1200-Z | Stormwater | Zinc | Total | 204 |  | 204 | ug/l | 1 | 2013-03-05 |  | tester: self
5841 | 5 | Metro Central Transfer Station – 6161 NW 61ST AVE | Rank-Order Curve Graphs | Stormwater | Zinc | Total | 204 |  | 204 | ug/l | MH-16 | 2013-03-05 |  | Data added to charts 3/25/15
5840 | 5 | Metro Central Transfer Station – 6161 NW 61ST AVE | Rank-Order Curve Graphs | Stormwater | Zinc | Total | 232 |  | 232 | ug/l | MH-9 | 2013-03-05 |  | Data added to charts 3/25/15
5839 | 5 | Metro Central Transfer Station – 6161 NW 61ST AVE | Rank-Order Curve Graphs | Stormwater | Zinc | Total | 260 |  | 260 | ug/l | CB-12 | 2013-03-05 |  | Data added to charts 3/25/15
5837 | 5 | Metro Central Transfer Station – 6161 NW 61ST AVE | Rank-Order Curve Graphs | Stormwater | Zinc | Total | 610 |  | 610 | ug/l | CB-10 | 2013-03-05 |  | Data added to charts 3/25/15
5836 | 5 | Metro Central Transfer Station – 6161 NW 61ST AVE | Rank-Order Curve Graphs | Stormwater | Zinc | Total | 648 |  | 648 | ug/l | CB-2 | 2013-03-05 |  | Data added to charts 3/25/15
15345 | 7 | Metro Central Transfer Station – 6161 NW 61ST AVE | 1200-Z | Stormwater | Zinc | Total | 364 |  | 364 | ug/l | 1 | 2013-03-19 |  | tester: self
15192 | 7 | MCCALL MARINE TERMINAL – 5480 NW FRONT AVE | 1200-Z | Stormwater | Zinc | Total | 56 |  | 56 | ug/l | 1 | 2013-03-20 |  | tester: self
14635 | 7 | Siltronic Corp. – 7200 NW FRONT AVE | 1200-Z | Stormwater | Zinc | Total | 295 |  | 295 | ug/l | 3 | 2013-04-04 |  | tester: self
14628 | 7 | Siltronic Corp. – 7200 NW FRONT AVE | 1200-Z | Stormwater | Zinc | Total | 425 |  | 425 | ug/l | 1 | 2013-04-04 |  | tester: self
14618 | 7 | Siltronic Corp. – 7200 NW FRONT AVE | 1200-Z | Stormwater | Zinc | Total | 923 |  | 923 | ug/l | 2 | 2013-04-04 |  | tester: self
14622 | 7 | Metro Central Transfer Station – 6161 NW 61ST AVE | 1200-Z | Stormwater | Zinc | Total | 619 |  | 619 | ug/l | 1 | 2013-04-04 |  | tester: self
14661 | 7 | US Army COE - Portland Moorings – 8010 NW SAINT HELENS RD | 1200-Z | Stormwater | Zinc | Total | 47.4 |  | 47.4 | ug/l | 1 | 2013-04-04 |  | tester: self
14639 | 7 | US Army COE - Portland Moorings – 8010 NW SAINT HELENS RD | 1200-Z | Stormwater | Zinc | Total | 238 |  | 238 | ug/l | 2 | 2013-04-04 |  | tester: self
14122 | 7 | Unocal - Willbridge Terminal – 5528 NW DOANE AVE | 1200-Z | Stormwater | Zinc | Total | 51.8 |  | 51.8 | ug/l | 4 | 2013-04-19 |  | tester: self
14116 | 7 | Unocal - Willbridge Terminal – 5528 NW DOANE AVE | 1200-Z | Stormwater | Zinc | Total | 69.3 |  | 69.3 | ug/l | 2 | 2013-04-19 |  | tester: self
14115 | 7 | Unocal - Willbridge Terminal – 5528 NW DOANE AVE | 1200-Z | Stormwater | Zinc | Total | 70.5 |  | 70.5 | ug/l | 1 | 2013-04-19 |  | tester: self
14107 | 7 | GASCO – 7900 NW SAINT HELENS RD | 1200-Z | Stormwater | Zinc | Total | 130 |  | 130 | ug/l | 1 | 2013-04-19 |  | tester: self
13548 | 7 | Schnitzer Investment - Doane Lake/Air Liquide – 6529 NW FRONT AVE | 1200-Z | Stormwater | Zinc | Total | 1480 |  | 1480 | ug/l | 1 | 2013-05-16 |  | tester: self
13569 | 7 | US Army COE - Portland Moorings – 8010 NW SAINT HELENS RD | 1200-Z | Stormwater | Zinc | Total | 56.6 |  | 56.6 | ug/l | 1 | 2013-05-16 |  | tester: self
13559 | 7 | US Army COE - Portland Moorings – 8010 NW SAINT HELENS RD | 1200-Z | Stormwater | Zinc | Total | 383 |  | 383 | ug/l | 2 | 2013-05-16 |  | tester: self
13353 | 7 | Chevron - Willbridge Distribution Terminal – 5531 NW DOANE AVE | 1200-Z | Stormwater | Zinc | Total | 43 |  | 43 | ug/l | 2 | 2013-05-17 |  | tester: self
13352 | 7 | Chevron - Willbridge Distribution Terminal – 5531 NW DOANE AVE | 1200-Z | Stormwater | Zinc | Total | 450 |  | 450 | ug/l | 1 | 2013-05-17 |  | tester: self
12830 | 7 | Schnitzer Investment - Doane Lake/Air Liquide – 6529 NW FRONT AVE | 1200-Z | Stormwater | Zinc | Total | 280 |  | 280 | ug/l | 1 | 2013-05-22 |  | tester: self
12423 | 7 | Chevron - Willbridge Distribution Terminal – 5531 NW DOANE AVE | 1200-Z | Stormwater | Zinc | Total | 83 |  | 83 | ug/l | 2 | 2013-06-13 |  | tester: self
12420 | 7 | Chevron - Willbridge Distribution Terminal – 5531 NW DOANE AVE | 1200-Z | Stormwater | Zinc | Total | 420 |  | 420 | ug/l | 1 | 2013-06-13 |  | tester: self
12346 | 7 | Schnitzer Investment - Doane Lake/Air Liquide – 6529 NW FRONT AVE | 1200-Z | Stormwater | Zinc | Total | 1200 |  | 1200 | ug/l | 1 | 2013-06-25 |  | tester: self
35830 | 9 | Shell Oil Co. - Willbridge Plant – 5880 NW ST HELENS RD | 1200-Z | Stormwater | Zinc | Total | 25 | < | 25 | ug/l | T140 | 2013-07-17
35553 | 9 | GASCO – 7900 NW SAINT HELENS RD | 1200-Z | Stormwater | Zinc | Total | 159 |  | 159 | ug/l | 1 | 2013-09-23 |  | tester: self
111584 | 27 | Oregon Department of Transportation(ODOT) | Source Control Data | Stormwater | Zinc | Total | 168 |  | 168 | ug/l | OF-22C-A | 2013-09-27
35426 | 9 | GS Roofing – 6350 NW FRONT AVE | 1200-Z | Stormwater | Zinc | Total | 395 |  | 395 | ug/l | C | 2013-09-28 |  | tester: self
35369 | 9 | GS Roofing – 6350 NW FRONT AVE | 1200-Z | Stormwater | Zinc | Total | 1070 |  | 1070 | ug/l | C | 2013-11-02 |  | tester: self
35820 | 9 | Shell Oil Co. - Willbridge Plant – 5880 NW ST HELENS RD | 1200-Z | Stormwater | Zinc | Total | 32.1 |  | 32.1 | ug/l | 3 | 2013-11-04
111641 | 27 | Oregon Department of Transportation(ODOT) | Source Control Data | Stormwater | Zinc | Total | 61.2 |  | 61.2 | ug/l | OF-22C-A | 2013-11-05
35627 | 9 | Siltronic Corp. – 7200 NW FRONT AVE | 1200-Z | Stormwater | Zinc | Total | 105 |  | 105 | ug/l | 1 | 2013-11-07 |  | tester: self
35607 | 9 | Siltronic Corp. – 7200 NW FRONT AVE | 1200-Z | Stormwater | Zinc | Total | 116 |  | 116 | ug/l | 3 | 2013-11-07 |  | tester: self
35531 | 9 | Siltronic Corp. – 7200 NW FRONT AVE | 1200-Z | Stormwater | Zinc | Total | 185 |  | 185 | ug/l | 2 | 2013-11-07 |  | tester: self
5200 | 5 | GS Roofing – 6350 NW FRONT AVE | Rank-Order Curve Graphs | Stormwater | Zinc | Total | 130 |  | 130 | ug/l | Outfall A | 2013-11-07 |  | Data added to charts 3/25/15
5199 | 5 | GS Roofing – 6350 NW FRONT AVE | Rank-Order Curve Graphs | Stormwater | Zinc | Total | 2000 |  | 2000 | ug/l | Outfall C | 2013-11-07 |  | Data added to charts 3/25/15
35468 | 9 | Metro Central Transfer Station – 6161 NW 61ST AVE | 1200-Z | Stormwater | Zinc | Total | 294 |  | 294 | ug/l | 1 | 2013-11-07 |  | tester: self
35823 | 9 | Unocal - Willbridge Terminal – 5528 NW DOANE AVE | 1200-Z | Stormwater | Zinc | Total | 31.3 |  | 31.3 | ug/l | 4 | 2013-11-07 |  | tester: self
35707 | 9 | Unocal - Willbridge Terminal – 5528 NW DOANE AVE | 1200-Z | Stormwater | Zinc | Total | 70.1 |  | 70.1 | ug/l | 1 | 2013-11-07 |  | tester: self
35595 | 9 | Unocal - Willbridge Terminal – 5528 NW DOANE AVE | 1200-Z | Stormwater | Zinc | Total | 125 | < | 125 | ug/l | 2 | 2013-11-07 |  | tester: self
35730 | 9 | MCCALL MARINE TERMINAL – 5480 NW FRONT AVE | 1200-Z | Stormwater | Zinc | Total | 62 |  | 62 | ug/l | 1 | 2013-11-07 |  | tester: self
111627 | 27 | Oregon Department of Transportation(ODOT) | Source Control Data | Stormwater | Zinc | Total | 76.4 |  | 76.4 | ug/l | OF-22C-A | 2013-11-16
35714 | 9 | US Army COE - Portland Moorings – 8010 NW SAINT HELENS RD | 1200-Z | Stormwater | Zinc | Total | 69.4 |  | 69.4 | ug/l | 1 | 2013-11-18 |  | tester: self
35422 | 9 | US Army COE - Portland Moorings – 8010 NW SAINT HELENS RD | 1200-Z | Stormwater | Zinc | Total | 425 |  | 425 | ug/l | 2 | 2013-11-18 |  | tester: self
35814 | 9 | GASCO – 7900 NW SAINT HELENS RD | 1200-Z | Stormwater | Zinc | Total | 33.8 |  | 33.8 | ug/l | 1 | 2013-11-19 |  | tester: self
111632 | 27 | Oregon Department of Transportation(ODOT) | Source Control Data | Stormwater | Zinc | Total | 69.8 |  | 69.8 | ug/l | OF-22C-A | 2013-11-19
35727 | 9 | Shell Oil Co. - Willbridge Plant – 5880 NW ST HELENS RD | 1200-Z | Stormwater | Zinc | Total | 63.5 |  | 63.5 | ug/l | 3 | 2013-11-19
35398 | 9 | Schnitzer Investment - Doane Lake/Air Liquide – 6529 NW FRONT AVE | 1200-Z | Stormwater | Zinc | Total | 530 |  | 530 | ug/l | 1 | 2013-12-02 |  | tester: self
35812 | 9 | Chevron - Willbridge Distribution Terminal – 5531 NW DOANE AVE | 1200-Z | Stormwater | Zinc | Total | 34 |  | 34 | ug/l | 2 | 2013-12-02 |  | tester: self
35809 | 9 | Chevron - Willbridge Distribution Terminal – 5531 NW DOANE AVE | 1200-Z | Stormwater | Zinc | Total | 35 |  | 35 | ug/l | 1 | 2013-12-02 |  | tester: self
35780 | 9 | MCCALL MARINE TERMINAL – 5480 NW FRONT AVE | 1200-Z | Stormwater | Zinc | Total | 44 |  | 44 | ug/l | 1 | 2013-12-02 |  | tester: self
35485 | 9 | Metro Central Transfer Station – 6161 NW 61ST AVE | 1200-Z | Stormwater | Zinc | Total | 256 |  | 256 | ug/l | 1 | 2013-12-12 |  | tester: self
35633 | 9 | US Army COE - Portland Moorings – 8010 NW SAINT HELENS RD | 1200-Z | Stormwater | Zinc | Total | 102 |  | 102 | ug/l | 1 | 2013-12-12 |  | tester: self
35371 | 9 | US Army COE - Portland Moorings – 8010 NW SAINT HELENS RD | 1200-Z | Stormwater | Zinc | Total | 963 |  | 963 | ug/l | 2 | 2013-12-12 |  | tester: self
35524 | 9 | Siltronic Corp. – 7200 NW FRONT AVE | 1200-Z | Stormwater | Zinc | Total | 199 |  | 199 | ug/l | 1 | 2013-12-20 |  | tester: self
35460 | 9 | Siltronic Corp. – 7200 NW FRONT AVE | 1200-Z | Stormwater | Zinc | Total | 313 |  | 313 | ug/l | 2 | 2013-12-20 |  | tester: self
35440 | 9 | Siltronic Corp. – 7200 NW FRONT AVE | 1200-Z | Stormwater | Zinc | Total | 361 |  | 361 | ug/l | 3 | 2013-12-20 |  | tester: self
35355 | 9 | Schnitzer Investment - Doane Lake/Air Liquide – 6529 NW FRONT AVE | 1200-Z | Stormwater | Zinc | Total | 1600 |  | 1600 | ug/l | 1 | 2013-12-20 |  | tester: self
35827 | 9 | Unocal - Willbridge Terminal – 5528 NW DOANE AVE | 1200-Z | Stormwater | Zinc | Total | 27.3 |  | 27.3 | ug/l | 4 | 2013-12-20 |  | tester: self
35694 | 9 | Unocal - Willbridge Terminal – 5528 NW DOANE AVE | 1200-Z | Stormwater | Zinc | Total | 75.6 |  | 75.6 | ug/l | 1 | 2013-12-20 |  | tester: self
35692 | 9 | Unocal - Willbridge Terminal – 5528 NW DOANE AVE | 1200-Z | Stormwater | Zinc | Total | 76.8 |  | 76.8 | ug/l | 2 | 2013-12-20 |  | tester: self
35620 | 9 | Chevron - Willbridge Distribution Terminal – 5531 NW DOANE AVE | 1200-Z | Stormwater | Zinc | Total | 110 |  | 110 | ug/l | 1 | 2013-12-30 |  | tester: self
35584 | 9 | Chevron - Willbridge Distribution Terminal – 5531 NW DOANE AVE | 1200-Z | Stormwater | Zinc | Total | 130 |  | 130 | ug/l | 2 | 2013-12-30 |  | tester: self
35551 | 9 | GS Roofing – 6350 NW FRONT AVE | 1200-Z | Stormwater | Zinc | Total | 160 |  | 160 | ug/l | A | 2014-01-08 |  | tester: self
4649 | 5 | GS Roofing – 6350 NW FRONT AVE | Rank-Order Curve Graphs | Stormwater | Zinc | Total | 160 |  | 160 | ug/l | Outfall A | 2014-01-08 |  | Data added to charts 3/25/15
35400 | 9 | GS Roofing – 6350 NW FRONT AVE | 1200-Z | Stormwater | Zinc | Total | 520 |  | 520 | ug/l | CB-1 | 2014-01-08 |  | tester: self
4645 | 5 | GS Roofing – 6350 NW FRONT AVE | Rank-Order Curve Graphs | Stormwater | Zinc | Total | 770 |  | 770 | ug/l | Outfall B | 2014-01-08 |  | Data added to charts 3/25/15
4644 | 5 | GS Roofing – 6350 NW FRONT AVE | Rank-Order Curve Graphs | Stormwater | Zinc | Total | 1100 |  | 1100 | ug/l | Outfall C | 2014-01-08 |  | Data added to charts 3/25/15
35448 | 9 | Schnitzer Investment - Doane Lake/Air Liquide – 6529 NW FRONT AVE | 1200-Z | Stormwater | Zinc | Total | 346 |  | 346 | ug/l | 1 | 2014-01-08 |  | tester: self
35756 | 9 | Shell Oil Co. - Willbridge Plant – 5880 NW ST HELENS RD | 1200-Z | Stormwater | Zinc | Total | 53 |  | 53 | ug/l | 3 | 2014-01-10
35689 | 9 | GS Roofing – 6350 NW FRONT AVE | 1200-Z | Stormwater | Zinc | Total | 77.4 |  | 77.4 | ug/l | A | 2014-01-11 |  | tester: self
35373 | 9 | GS Roofing – 6350 NW FRONT AVE | 1200-Z | Stormwater | Zinc | Total | 858 |  | 858 | ug/l | C | 2014-01-11 |  | tester: self
35747 | 9 | GS Roofing – 6350 NW FRONT AVE | 1200-Z | Stormwater | Zinc | Total | 55.8 |  | 55.8 | ug/l | A | 2014-01-29 |  | tester: self
35699 | 9 | GS Roofing – 6350 NW FRONT AVE | 1200-Z | Stormwater | Zinc | Total | 72.6 |  | 72.6 | ug/l | CB-1 | 2014-01-29 |  | tester: self
35378 | 9 | GS Roofing – 6350 NW FRONT AVE | 1200-Z | Stormwater | Zinc | Total | 784 |  | 784 | ug/l | C | 2014-01-29 |  | tester: self
35760 | 9 | Shell Oil Co. - Willbridge Plant – 5880 NW ST HELENS RD | 1200-Z | Stormwater | Zinc | Total | 52 |  | 52 | ug/l | 3 | 2014-01-29
35435 | 9 | Schnitzer Investment - Doane Lake/Air Liquide – 6529 NW FRONT AVE | 1200-Z | Stormwater | Zinc | Total | 370 |  | 370 | ug/l | 1 | 2014-02-11 |  | tester: self
35803 | 9 | Unocal - Willbridge Terminal – 5528 NW DOANE AVE | 1200-Z | Stormwater | Zinc | Total | 36.2 |  | 36.2 | ug/l | 4 | 2014-02-11 |  | tester: self
35712 | 9 | Unocal - Willbridge Terminal – 5528 NW DOANE AVE | 1200-Z | Stormwater | Zinc | Total | 69.8 |  | 69.8 | ug/l | 1 | 2014-02-11 |  | tester: self
35610 | 9 | Unocal - Willbridge Terminal – 5528 NW DOANE AVE | 1200-Z | Stormwater | Zinc | Total | 115 |  | 115 | ug/l | 2 | 2014-02-11 |  | tester: self
35561 | 9 | Metro Central Transfer Station – 6161 NW 61ST AVE | 1200-Z | Stormwater | Zinc | Total | 151 |  | 151 | ug/l | 1 | 2014-02-17 |  | tester: self
35675 | 9 | Siltronic Corp. – 7200 NW FRONT AVE | 1200-Z | Stormwater | Zinc | Total | 84.2 |  | 84.2 | ug/l | 1 | 2014-02-18 |  | tester: self
35646 | 9 | Siltronic Corp. – 7200 NW FRONT AVE | 1200-Z | Stormwater | Zinc | Total | 94.2 |  | 94.2 | ug/l | 3 | 2014-02-18 |  | tester: self
35577 | 9 | Siltronic Corp. – 7200 NW FRONT AVE | 1200-Z | Stormwater | Zinc | Total | 139 |  | 139 | ug/l | 2 | 2014-02-18 |  | tester: self
35813 | 9 | GASCO – 7900 NW SAINT HELENS RD | 1200-Z | Stormwater | Zinc | Total | 34 |  | 34 | ug/l | 1 | 2014-02-18 |  | tester: self
35757 | 9 | MCCALL MARINE TERMINAL – 5480 NW FRONT AVE | 1200-Z | Stormwater | Zinc | Total | 53 |  | 53 | ug/l | 1 | 2014-02-27 |  | tester: self
35781 | 9 | Unocal - Willbridge Terminal – 5528 NW DOANE AVE | 1200-Z | Stormwater | Zinc | Total | 43.7 |  | 43.7 | ug/l | 2 | 2014-03-26 |  | tester: self
35703 | 9 | Unocal - Willbridge Terminal – 5528 NW DOANE AVE | 1200-Z | Stormwater | Zinc | Total | 71.3 |  | 71.3 | ug/l | 1 | 2014-03-26 |  | tester: self
35635 | 9 | Unocal - Willbridge Terminal – 5528 NW DOANE AVE | 1200-Z | Stormwater | Zinc | Total | 102 |  | 102 | ug/l | 4 | 2014-03-26 |  | tester: self
35534 | 9 | Metro Central Transfer Station – 6161 NW 61ST AVE | 1200-Z | Stormwater | Zinc | Total | 180 |  | 180 | ug/l | 1 | 2014-03-28 |  | tester: self
35664 | 9 | MCCALL MARINE TERMINAL – 5480 NW FRONT AVE | 1200-Z | Stormwater | Zinc | Total | 88 |  | 88 | ug/l | 1 | 2014-04-17 |  | tester: self
35665 | 9 | Chevron - Willbridge Distribution Terminal – 5531 NW DOANE AVE | 1200-Z | Stormwater | Zinc | Total | 88 |  | 88 | ug/l | 2 | 2014-04-18 |  | tester: self
35588 | 9 | Chevron - Willbridge Distribution Terminal – 5531 NW DOANE AVE | 1200-Z | Stormwater | Zinc | Total | 130 |  | 130 | ug/l | 1 | 2014-04-18 |  | tester: self
35811 | 9 | GASCO – 7900 NW SAINT HELENS RD | 1200-Z | Stormwater | Zinc | Total | 34.4 |  | 34.4 | ug/l | 1 | 2014-04-23 |  | tester: self
35826 | 9 | US Army COE - Portland Moorings – 8010 NW SAINT HELENS RD | 1200-Z | Stormwater | Zinc | Total | 30.1 |  | 30.1 | ug/l | 1 | 2014-04-24 |  | tester: self
35575 | 9 | US Army COE - Portland Moorings – 8010 NW SAINT HELENS RD | 1200-Z | Stormwater | Zinc | Total | 140 |  | 140 | ug/l | 2 | 2014-04-24 |  | tester: self
35602 | 9 | Chevron - Willbridge Distribution Terminal – 5531 NW DOANE AVE | 1200-Z | Stormwater | Zinc | Total | 120 |  | 120 | ug/l | 2 | 2014-05-19 |  | tester: self
35465 | 9 | Chevron - Willbridge Distribution Terminal – 5531 NW DOANE AVE | 1200-Z | Stormwater | Zinc | Total | 300 |  | 300 | ug/l | 1 | 2014-05-19 |  | tester: self
35421 | 9 | Siltronic Corp. – 7200 NW FRONT AVE | 1200-Z | Stormwater | Zinc | Total | 439 |  | 439 | ug/l | 3 | 2014-06-12 |  | tester: self
35395 | 9 | Siltronic Corp. – 7200 NW FRONT AVE | 1200-Z | Stormwater | Zinc | Total | 547 |  | 547 | ug/l | 1 | 2014-06-12 |  | tester: self
35356 | 9 | Siltronic Corp. – 7200 NW FRONT AVE | 1200-Z | Stormwater | Zinc | Total | 1550 |  | 1550 | ug/l | 2 | 2014-06-12 |  | tester: self
35741 | 9 | US Army COE - Portland Moorings – 8010 NW SAINT HELENS RD | 1200-Z | Stormwater | Zinc | Total | 56.9 |  | 56.9 | ug/l | 1 | 2014-06-12 |  | tester: self
35481 | 9 | US Army COE - Portland Moorings – 8010 NW SAINT HELENS RD | 1200-Z | Stormwater | Zinc | Total | 272 |  | 272 | ug/l | 2 | 2014-06-12 |  | tester: self
42871 | 11 | Shell Oil Co. - Willbridge Plant – 5880 NW ST HELENS RD | 1200-Z | Stormwater | Zinc | Total | 136 |  | 0.136 | mg/L | A | 2014-10-14 03:00
42875 | 11 | Shell Oil Co. - Willbridge Plant – 5880 NW ST HELENS RD | 1200-Z | Stormwater | Zinc | Total | 197 |  | 0.197 | mg/L | B | 2014-10-14 03:25
42689 | 11 | Schnitzer Investment - Doane Lake/Air Liquide – 6529 NW FRONT AVE | 1200-Z | Stormwater | Zinc | Total | 705 |  | 0.705 | mg/L | 01 | 2014-10-17 16:35
42883 | 11 | MCCALL MARINE TERMINAL – 5480 NW FRONT AVE | 1200-Z | Stormwater | Zinc | Total | 58.9 |  | 0.0589 | mg/L | 01 | 2014-10-22 10:45
42895 | 11 | Metro Central Transfer Station – 6161 NW 61ST AVE | 1200-Z | Stormwater | Zinc | Total | 675 |  | 0.675 | mg/L | 01 | 2014-10-22 11:05
42933 | 11 | Unocal - Willbridge Terminal – 5528 NW DOANE AVE | 1200-Z | Stormwater | Zinc | Total | 35.5 |  | 0.0355 | mg/L | 04 | 2014-10-22 12:00
42896 | 11 | Metro Central Transfer Station – 6161 NW 61ST AVE | 1200-Z | Stormwater | Zinc | Total | 856 |  | 0.856 | mg/L | 01 | 2014-10-22 12:10
42929 | 11 | Unocal - Willbridge Terminal – 5528 NW DOANE AVE | 1200-Z | Stormwater | Zinc | Total | 99 |  | 0.099 | mg/L | 02 | 2014-10-22 12:20
42925 | 11 | Unocal - Willbridge Terminal – 5528 NW DOANE AVE | 1200-Z | Stormwater | Zinc | Total | 49 |  | 0.049 | mg/L | 01 | 2014-10-22 12:40
42970 | 11 | Siltronic Corp. – 7200 NW FRONT AVE | 1200-Z | Stormwater | Zinc | Total | 82 |  | 0.082 | mg/L | 01 | 2014-10-22 13:23
42974 | 11 | Siltronic Corp. – 7200 NW FRONT AVE | 1200-Z | Stormwater | Zinc | Total | 164 |  | 0.164 | mg/L | 02 | 2014-10-22 13:38
42978 | 11 | Siltronic Corp. – 7200 NW FRONT AVE | 1200-Z | Stormwater | Zinc | Total | 172 |  | 0.172 | mg/L | 03 | 2014-10-22 13:38
56840 | 18 | ARKEMA, Inc. – 6400 NW Front Ave. | NPDES-IP | Stormwater | Zinc | Total | 5 | < | 5 | ug/l | Effluent of System | 2014-10-27
43047 | 11 | US Army COE - Portland Moorings – 8010 NW SAINT HELENS RD | 1200-Z | Stormwater | Zinc | Total | 50 | < | 0.05 | mg/L | 01 | 2014-10-31 08:00
43049 | 11 | US Army COE - Portland Moorings – 8010 NW SAINT HELENS RD | 1200-Z | Stormwater | Zinc | Total | 93 |  | 0.093 | mg/L | 02 | 2014-10-31 08:00
42690 | 11 | Schnitzer Investment - Doane Lake/Air Liquide – 6529 NW FRONT AVE | 1200-Z | Stormwater | Zinc | Total | 750 |  | 0.75 | mg/L | 01 | 2014-11-03 21:20
42872 | 11 | Shell Oil Co. - Willbridge Plant – 5880 NW ST HELENS RD | 1200-Z | Stormwater | Zinc | Total | 104 |  | 0.104 | mg/L | A | 2014-11-03 22:00
42876 | 11 | Shell Oil Co. - Willbridge Plant – 5880 NW ST HELENS RD | 1200-Z | Stormwater | Zinc | Total | 231 |  | 0.231 | mg/L | B | 2014-11-03 22:20
3551 | 5 | GS Roofing – 6350 NW FRONT AVE | Rank-Order Curve Graphs | Stormwater | Zinc | Total | 150 |  | 150 | ug/l | Outfall C | 2014-11-21 |  | Data added to charts 3/25/15
3550 | 5 | GS Roofing – 6350 NW FRONT AVE | Rank-Order Curve Graphs | Stormwater | Zinc | Total | 380 |  | 380 | ug/l | Outfall A | 2014-11-21 |  | Data added to charts 3/25/15
3549 | 5 | GS Roofing – 6350 NW FRONT AVE | Rank-Order Curve Graphs | Stormwater | Zinc | Total | 480 |  | 480 | ug/l | Outfall B | 2014-11-21 |  | Data added to charts 3/25/15
42836 | 11 | GS Roofing – 6350 NW FRONT AVE | 1200-Z | Stormwater | Zinc | Total | 448 |  | 0.448 | mg/L | CB-1 | 2014-11-21 12:10
42897 | 11 | Metro Central Transfer Station – 6161 NW 61ST AVE | 1200-Z | Stormwater | Zinc | Total | 561 |  | 0.561 | mg/L | 01 | 2014-11-21 12:20
42830 | 11 | GS Roofing – 6350 NW FRONT AVE | 1200-Z | Stormwater | Zinc | Total | 186 |  | 0.186 | mg/L | C | 2014-11-21 12:28
42831 | 11 | GS Roofing – 6350 NW FRONT AVE | 1200-Z | Stormwater | Zinc | Total | 150 |  | 0.15 | mg/L | C | 2014-11-21 12:29
42826 | 11 | GS Roofing – 6350 NW FRONT AVE | 1200-Z | Stormwater | Zinc | Total | 380 |  | 0.38 | mg/L | A | 2014-11-21 13:00
42837 | 11 | GS Roofing – 6350 NW FRONT AVE | 1200-Z | Stormwater | Zinc | Total | 480 |  | 0.48 | mg/L | CB-1 | 2014-11-21 13:17
42898 | 11 | Metro Central Transfer Station – 6161 NW 61ST AVE | 1200-Z | Stormwater | Zinc | Total | 57.4 |  | 0.0574 | mg/L | 01 | 2014-11-23 15:25
56841 | 18 | ARKEMA, Inc. – 6400 NW Front Ave. | NPDES-IP | Stormwater | Zinc | Total | 5 | < | 5 | ug/l | Effluent of System | 2014-12-01
42743 | 11 | Chevron - Willbridge Distribution Terminal – 5531 NW DOANE AVE | 1200-Z | Stormwater | Zinc | Total | 82 |  | 0.082 | mg/L | 01 | 2014-12-01 15:10
42926 | 11 | Unocal - Willbridge Terminal – 5528 NW DOANE AVE | 1200-Z | Stormwater | Zinc | Total | 44.2 |  | 0.0442 | mg/L | 01 | 2014-12-04 06:30
42930 | 11 | Unocal - Willbridge Terminal – 5528 NW DOANE AVE | 1200-Z | Stormwater | Zinc | Total | 43 |  | 0.043 | mg/L | 02 | 2014-12-04 06:50
42934 | 11 | Unocal - Willbridge Terminal – 5528 NW DOANE AVE | 1200-Z | Stormwater | Zinc | Total | 24 |  | 0.024 | mg/L | 04 | 2014-12-04 07:10
42884 | 11 | MCCALL MARINE TERMINAL – 5480 NW FRONT AVE | 1200-Z | Stormwater | Zinc | Total | 55.9 |  | 0.0559 | mg/L | 01 | 2014-12-04 08:12
42971 | 11 | Siltronic Corp. – 7200 NW FRONT AVE | 1200-Z | Stormwater | Zinc | Total | 97.3 |  | 0.0973 | mg/L | 01 | 2014-12-04 13:22
42979 | 11 | Siltronic Corp. – 7200 NW FRONT AVE | 1200-Z | Stormwater | Zinc | Total | 86.9 |  | 0.0869 | mg/L | 03 | 2014-12-04 13:33
42975 | 11 | Siltronic Corp. – 7200 NW FRONT AVE | 1200-Z | Stormwater | Zinc | Total | 118 |  | 0.118 | mg/L | 02 | 2014-12-04 13:45
43048 | 11 | US Army COE - Portland Moorings – 8010 NW SAINT HELENS RD | 1200-Z | Stormwater | Zinc | Total | 26.6 |  | 0.0266 | mg/L | 01 | 2014-12-05 08:30
43050 | 11 | US Army COE - Portland Moorings – 8010 NW SAINT HELENS RD | 1200-Z | Stormwater | Zinc | Total | 227 |  | 0.227 | mg/L | 02 | 2014-12-05 08:50
42832 | 11 | GS Roofing – 6350 NW FRONT AVE | 1200-Z | Stormwater | Zinc | Total | 136 |  | 0.136 | mg/L | C | 2014-12-09 11:40
42838 | 11 | GS Roofing – 6350 NW FRONT AVE | 1200-Z | Stormwater | Zinc | Total | 382 |  | 0.382 | mg/L | CB-1 | 2014-12-09 11:55
42899 | 11 | Metro Central Transfer Station – 6161 NW 61ST AVE | 1200-Z | Stormwater | Zinc | Total | 337 |  | 0.337 | mg/L | 01 | 2014-12-10 13:00
42744 | 11 | Chevron - Willbridge Distribution Terminal – 5531 NW DOANE AVE | 1200-Z | Stormwater | Zinc | Total | 110 |  | 0.11 | mg/L | 01 | 2014-12-19 08:15
56842 | 18 | ARKEMA, Inc. – 6400 NW Front Ave. | NPDES-IP | Stormwater | Zinc | Total | 5 | < | 5 | ug/l | Effluent of System | 2014-12-23
42691 | 11 | Schnitzer Investment - Doane Lake/Air Liquide – 6529 NW FRONT AVE | 1200-Z | Stormwater | Zinc | Total | 470 |  | 0.47 | mg/L | 01 | 2015-01-15 19:55
56843 | 18 | ARKEMA, Inc. – 6400 NW Front Ave. | NPDES-IP | Stormwater | Zinc | Total | 5 | < | 5 | ug/l | Effluent of System | 2015-01-21
42745 | 11 | Chevron - Willbridge Distribution Terminal – 5531 NW DOANE AVE | 1200-Z | Stormwater | Zinc | Total | 110 |  | 0.11 | mg/L | 01 | 2015-01-28 16:25
42833 | 11 | GS Roofing – 6350 NW FRONT AVE | 1200-Z | Stormwater | Zinc | Total | 93.4 |  | 0.0934 | mg/L | C | 2015-02-02 06:05
42839 | 11 | GS Roofing – 6350 NW FRONT AVE | 1200-Z | Stormwater | Zinc | Total | 159 |  | 0.159 | mg/L | CB-1 | 2015-02-02 06:10
42827 | 11 | GS Roofing – 6350 NW FRONT AVE | 1200-Z | Stormwater | Zinc | Total | 28.2 |  | 0.0282 | mg/L | A | 2015-02-02 06:12
56844 | 18 | ARKEMA, Inc. – 6400 NW Front Ave. | NPDES-IP | Stormwater | Zinc | Total | 5 | < | 5 | ug/l | Effluent of System | 2015-02-05
42885 | 11 | MCCALL MARINE TERMINAL – 5480 NW FRONT AVE | 1200-Z | Stormwater | Zinc | Total | 44.5 |  | 0.0445 | mg/L | 01 | 2015-02-05 09:35
42900 | 11 | Metro Central Transfer Station – 6161 NW 61ST AVE | 1200-Z | Stormwater | Zinc | Total | 259 |  | 0.259 | mg/L | 01 | 2015-02-05 15:50
42692 | 11 | Schnitzer Investment - Doane Lake/Air Liquide – 6529 NW FRONT AVE | 1200-Z | Stormwater | Zinc | Total | 179 |  | 0.179 | mg/L | 01 | 2015-02-05 18:40
42927 | 11 | Unocal - Willbridge Terminal – 5528 NW DOANE AVE | 1200-Z | Stormwater | Zinc | Total | 113 |  | 0.113 | mg/L | 01 | 2015-02-09 13:50
42931 | 11 | Unocal - Willbridge Terminal – 5528 NW DOANE AVE | 1200-Z | Stormwater | Zinc | Total | 84.6 |  | 0.0846 | mg/L | 02 | 2015-02-09 14:12
42935 | 11 | Unocal - Willbridge Terminal – 5528 NW DOANE AVE | 1200-Z | Stormwater | Zinc | Total | 45 |  | 0.045 | mg/L | 04 | 2015-02-09 14:24
56845 | 18 | ARKEMA, Inc. – 6400 NW Front Ave. | NPDES-IP | Stormwater | Zinc | Total | 5 | < | 5 | ug/l | Effluent of System | 2015-02-12
42746 | 11 | Chevron - Willbridge Distribution Terminal – 5531 NW DOANE AVE | 1200-Z | Stormwater | Zinc | Total | 46 |  | 0.046 | mg/L | 01 | 2015-02-17 13:30
42928 | 11 | Unocal - Willbridge Terminal – 5528 NW DOANE AVE | 1200-Z | Stormwater | Zinc | Total | 49.2 |  | 0.0492 | mg/L | 01 | 2015-03-11 08:35
42932 | 11 | Unocal - Willbridge Terminal – 5528 NW DOANE AVE | 1200-Z | Stormwater | Zinc | Total | 75 |  | 0.075 | mg/L | 02 | 2015-03-11 08:50
42936 | 11 | Unocal - Willbridge Terminal – 5528 NW DOANE AVE | 1200-Z | Stormwater | Zinc | Total | 37 |  | 0.037 | mg/L | 04 | 2015-03-11 09:05
42873 | 11 | Shell Oil Co. - Willbridge Plant – 5880 NW ST HELENS RD | 1200-Z | Stormwater | Zinc | Total | 111 |  | 0.111 | mg/L | A | 2015-03-14 06:45
42877 | 11 | Shell Oil Co. - Willbridge Plant – 5880 NW ST HELENS RD | 1200-Z | Stormwater | Zinc | Total | 96.7 |  | 0.0967 | mg/L | B | 2015-03-14 06:55
42976 | 11 | Siltronic Corp. – 7200 NW FRONT AVE | 1200-Z | Stormwater | Zinc | Total | 240 |  | 0.24 | mg/L | 02 | 2015-03-23 08:05
42834 | 11 | GS Roofing – 6350 NW FRONT AVE | 1200-Z | Stormwater | Zinc | Total | 81.8 |  | 0.0818 | mg/L | C | 2015-03-23 08:05
42980 | 11 | Siltronic Corp. – 7200 NW FRONT AVE | 1200-Z | Stormwater | Zinc | Total | 165 |  | 0.165 | mg/L | 03 | 2015-03-23 08:08
42828 | 11 | GS Roofing – 6350 NW FRONT AVE | 1200-Z | Stormwater | Zinc | Total | 117 |  | 0.117 | mg/L | A | 2015-03-23 08:10
42972 | 11 | Siltronic Corp. – 7200 NW FRONT AVE | 1200-Z | Stormwater | Zinc | Total | 87.4 |  | 0.0874 | mg/L | 01 | 2015-03-23 08:15
42840 | 11 | GS Roofing – 6350 NW FRONT AVE | 1200-Z | Stormwater | Zinc | Total | 140 |  | 0.14 | mg/L | CB-1 | 2015-03-23 08:15
42901 | 11 | Metro Central Transfer Station – 6161 NW 61ST AVE | 1200-Z | Stormwater | Zinc | Total | 568 |  | 0.568 | mg/L | 01 | 2015-03-23 12:50
42886 | 11 | MCCALL MARINE TERMINAL – 5480 NW FRONT AVE | 1200-Z | Stormwater | Zinc | Total | 36.1 |  | 0.0361 | mg/L | 01 | 2015-03-25 08:00
42829 | 11 | GS Roofing – 6350 NW FRONT AVE | 1200-Z | Stormwater | Zinc | Total | 89 |  | 0.089 | mg/L | A | 2015-04-03 12:55
42841 | 11 | GS Roofing – 6350 NW FRONT AVE | 1200-Z | Stormwater | Zinc | Total | 130 |  | 0.13 | mg/L | CB-1 | 2015-04-03 13:10
42835 | 11 | GS Roofing – 6350 NW FRONT AVE | 1200-Z | Stormwater | Zinc | Total | 58 |  | 0.058 | mg/L | C | 2015-04-03 13:25
43051 | 11 | US Army COE - Portland Moorings – 8010 NW SAINT HELENS RD | 1200-Z | Stormwater | Zinc | Total | 162 |  | 0.162 | mg/L | 02 | 2015-04-24 16:00
42874 | 11 | Shell Oil Co. - Willbridge Plant – 5880 NW ST HELENS RD | 1200-Z | Stormwater | Zinc | Total | 311 |  | 0.311 | mg/L | A | 2015-05-11 20:40
42878 | 11 | Shell Oil Co. - Willbridge Plant – 5880 NW ST HELENS RD | 1200-Z | Stormwater | Zinc | Total | 231 |  | 0.231 | mg/L | B | 2015-05-11 20:50
43052 | 11 | US Army COE - Portland Moorings – 8010 NW SAINT HELENS RD | 1200-Z | Stormwater | Zinc | Total | 206 |  | 0.206 | mg/L | 02 | 2015-05-22 15:45
42981 | 11 | Siltronic Corp. – 7200 NW FRONT AVE | 1200-Z | Stormwater | Zinc | Total | 228 |  | 0.228 | mg/L | 03 | 2015-06-02 13:15
42973 | 11 | Siltronic Corp. – 7200 NW FRONT AVE | 1200-Z | Stormwater | Zinc | Total | 174 |  | 0.174 | mg/L | 01 | 2015-06-02 13:20
42977 | 11 | Siltronic Corp. – 7200 NW FRONT AVE | 1200-Z | Stormwater | Zinc | Total | 382 |  | 0.382 | mg/L | 02 | 2015-06-02 13:25
43053 | 11 | US Army COE - Portland Moorings – 8010 NW SAINT HELENS RD | 1200-Z | Stormwater | Zinc | Total | 427 |  | 0.427 | mg/L | 02 | 2015-06-02 14:00
47480 | 13 | US Army COE - Portland Moorings – 8010 NW SAINT HELENS RD | 1200-Z | Stormwater | Zinc | Total | 243 |  | 0.243 | mg/L | 02 | 2015-09-17 08:00
47481 | 13 | US Army COE - Portland Moorings – 8010 NW SAINT HELENS RD | 1200-Z | Stormwater | Zinc | Total | 267 |  | 0.267 | mg/L | 02 | 2015-10-25 15:00
47355 | 13 | MCCALL MARINE TERMINAL – 5480 NW FRONT AVE | 1200-Z | Stormwater | Zinc | Total | 61.7 |  | 0.0617 | mg/L | 01 | 2015-10-28 08:45
47464 | 13 | Unocal - Willbridge Terminal – 5528 NW DOANE AVE | 1200-Z | Stormwater | Zinc | Total | 114 |  | 0.114 | mg/L | 01 | 2015-10-30 08:15
47311 | 13 | GS Roofing – 6350 NW FRONT AVE | 1200-Z | Stormwater | Zinc | Total | 158 |  | 0.158 | mg/L | CB-1 | 2015-10-30 11:30
47303 | 13 | GS Roofing – 6350 NW FRONT AVE | 1200-Z | Stormwater | Zinc | Total | 84.5 |  | 0.0845 | mg/L | C | 2015-10-30 11:35
47367 | 13 | Metro Central Transfer Station – 6161 NW 61ST AVE | 1200-Z | Stormwater | Zinc | Total | 546 |  | 0.546 | mg/L | 01 | 2015-10-30 11:35
47299 | 13 | GS Roofing – 6350 NW FRONT AVE | 1200-Z | Stormwater | Zinc | Total | 327 |  | 0.327 | mg/L | A | 2015-10-30 11:48
47468 | 13 | Unocal - Willbridge Terminal – 5528 NW DOANE AVE | 1200-Z | Stormwater | Zinc | Total | 62.1 |  | 0.0621 | mg/L | 04 | 2015-10-30 12:10
47307 | 13 | GS Roofing – 6350 NW FRONT AVE | 1200-Z | Stormwater | Zinc | Total | 1570 |  | 1.57 | mg/L | CB 1-3 | 2015-10-30 12:27
47414 | 13 | Siltronic Corp. – 7200 NW FRONT AVE | 1200-Z | Stormwater | Zinc | Total | 67.3 |  | 0.0673 | mg/L | 01 | 2015-10-31 14:49
47418 | 13 | Siltronic Corp. – 7200 NW FRONT AVE | 1200-Z | Stormwater | Zinc | Total | 134 |  | 0.134 | mg/L | 02 | 2015-10-31 15:00
47422 | 13 | Siltronic Corp. – 7200 NW FRONT AVE | 1200-Z | Stormwater | Zinc | Total | 138 |  | 0.138 | mg/L | 03 | 2015-10-31 15:10
47202 | 13 | Chevron - Willbridge Distribution Terminal – 5531 NW DOANE AVE | 1200-Z | Stormwater | Zinc | Total | 60 |  | 0.06 | mg/L | 01 | 2015-11-02 15:00
47402 | 13 | Schnitzer Investment - Doane Lake/Air Liquide – 6529 NW FRONT AVE | 1200-Z | Stormwater | Zinc | Total | 840 |  | 0.84 | mg/L | 01 | 2015-11-07 12:40
47356 | 13 | MCCALL MARINE TERMINAL – 5480 NW FRONT AVE | 1200-Z | Stormwater | Zinc | Total | 50.5 |  | 0.0505 | mg/L | 01 | 2015-11-17 14:30
56846 | 18 | ARKEMA, Inc. – 6400 NW Front Ave. | NPDES-IP | Stormwater | Zinc | Total | 5 | < | 5 | ug/l | Effluent of System | 2015-11-23
47203 | 13 | Chevron - Willbridge Distribution Terminal – 5531 NW DOANE AVE | 1200-Z | Stormwater | Zinc | Total | 56 |  | 0.056 | mg/L | 01 | 2015-12-01 12:05
47465 | 13 | Unocal - Willbridge Terminal – 5528 NW DOANE AVE | 1200-Z | Stormwater | Zinc | Total | 117 |  | 0.117 | mg/L | 01 | 2015-12-05 07:00
47469 | 13 | Unocal - Willbridge Terminal – 5528 NW DOANE AVE | 1200-Z | Stormwater | Zinc | Total | 36.5 |  | 0.0365 | mg/L | 04 | 2015-12-05 09:20
56847 | 18 | ARKEMA, Inc. – 6400 NW Front Ave. | NPDES-IP | Stormwater | Zinc | Total | 5 | < | 5 | ug/l | Effluent of System | 2015-12-07
47403 | 13 | Schnitzer Investment - Doane Lake/Air Liquide – 6529 NW FRONT AVE | 1200-Z | Stormwater | Zinc | Total | 282 |  | 0.282 | mg/L | 01 | 2015-12-07 11:25
47368 | 13 | Metro Central Transfer Station – 6161 NW 61ST AVE | 1200-Z | Stormwater | Zinc | Total | 63.4 |  | 0.0634 | mg/L | 01 | 2015-12-07 12:36
47206 | 13 | Chevron - Willbridge Distribution Terminal – 5531 NW DOANE AVE | 1200-Z | Stormwater | Zinc | Total | 360 |  | 0.36 | mg/L | 02 | 2015-12-07 15:50
47304 | 13 | GS Roofing – 6350 NW FRONT AVE | 1200-Z | Stormwater | Zinc | Total | 64.2 |  | 0.0642 | mg/L | C | 2015-12-17 10:45
47419 | 13 | Siltronic Corp. – 7200 NW FRONT AVE | 1200-Z | Stormwater | Zinc | Total | 82.3 |  | 0.0823 | mg/L | 02 | 2015-12-17 11:00
47300 | 13 | GS Roofing – 6350 NW FRONT AVE | 1200-Z | Stormwater | Zinc | Total | 106 |  | 0.106 | mg/L | A | 2015-12-17 11:00
47308 | 13 | GS Roofing – 6350 NW FRONT AVE | 1200-Z | Stormwater | Zinc | Total | 1340 |  | 1.34 | mg/L | CB 1-3 | 2015-12-17 11:05
47312 | 13 | GS Roofing – 6350 NW FRONT AVE | 1200-Z | Stormwater | Zinc | Total | 129 |  | 0.129 | mg/L | CB-1 | 2015-12-17 11:15
47415 | 13 | Siltronic Corp. – 7200 NW FRONT AVE | 1200-Z | Stormwater | Zinc | Total | 87 |  | 0.087 | mg/L | 01 | 2015-12-17 11:20
47423 | 13 | Siltronic Corp. – 7200 NW FRONT AVE | 1200-Z | Stormwater | Zinc | Total | 133 |  | 0.133 | mg/L | 03 | 2015-12-17 11:50
47207 | 13 | Chevron - Willbridge Distribution Terminal – 5531 NW DOANE AVE | 1200-Z | Stormwater | Zinc | Total | 200 |  | 0.2 | mg/L | 02 | 2015-12-18 10:00
47404 | 13 | Schnitzer Investment - Doane Lake/Air Liquide – 6529 NW FRONT AVE | 1200-Z | Stormwater | Zinc | Total | 201 |  | 0.201 | mg/L | 01 | 2016-01-12 13:40
47204 | 13 | Chevron - Willbridge Distribution Terminal – 5531 NW DOANE AVE | 1200-Z | Stormwater | Zinc | Total | 160 |  | 0.16 | mg/L | 01 | 2016-01-12 16:00
47466 | 13 | Unocal - Willbridge Terminal – 5528 NW DOANE AVE | 1200-Z | Stormwater | Zinc | Total | 52.4 |  | 0.0524 | mg/L | 01 | 2016-01-17 07:00
47470 | 13 | Unocal - Willbridge Terminal – 5528 NW DOANE AVE | 1200-Z | Stormwater | Zinc | Total | 59.4 |  | 0.0594 | mg/L | 04 | 2016-01-17 08:00
47357 | 13 | MCCALL MARINE TERMINAL – 5480 NW FRONT AVE | 1200-Z | Stormwater | Zinc | Total | 41.8 |  | 0.0418 | mg/L | 01 | 2016-01-19 13:05
47482 | 13 | US Army COE - Portland Moorings – 8010 NW SAINT HELENS RD | 1200-Z | Stormwater | Zinc | Total | 86.4 |  | 0.0864 | mg/L | 02 | 2016-01-28 10:00
47205 | 13 | Chevron - Willbridge Distribution Terminal – 5531 NW DOANE AVE | 1200-Z | Stormwater | Zinc | Total | 110 |  | 0.11 | mg/L | 01 | 2016-02-01 12:30
47369 | 13 | Metro Central Transfer Station – 6161 NW 61ST AVE | 1200-Z | Stormwater | Zinc | Total | 151 |  | 0.151 | mg/L | 01 | 2016-02-03 15:20
56848 | 18 | ARKEMA, Inc. – 6400 NW Front Ave. | NPDES-IP | Stormwater | Zinc | Total | 6.2 |  | 6.2 | ug/l | Effluent of System | 2016-02-08
47405 | 13 | Schnitzer Investment - Doane Lake/Air Liquide – 6529 NW FRONT AVE | 1200-Z | Stormwater | Zinc | Total | 112 |  | 0.112 | mg/L | 01 | 2016-02-19 11:50
47370 | 13 | Metro Central Transfer Station – 6161 NW 61ST AVE | 1200-Z | Stormwater | Zinc | Total | 276 |  | 0.276 | mg/L | 01 | 2016-02-19 11:55
56849 | 18 | ARKEMA, Inc. – 6400 NW Front Ave. | NPDES-IP | Stormwater | Zinc | Total | 15 |  | 15 | ug/l | Effluent of System | 2016-03-07
47358 | 13 | MCCALL MARINE TERMINAL – 5480 NW FRONT AVE | 1200-Z | Stormwater | Zinc | Total | 59.8 |  | 0.0598 | mg/L | 01 | 2016-03-09 09:40
56850 | 18 | ARKEMA, Inc. – 6400 NW Front Ave. | NPDES-IP | Stormwater | Zinc | Total | 5 | < | 5 | ug/l | Effluent of System | 2016-03-14
47483 | 13 | US Army COE - Portland Moorings – 8010 NW SAINT HELENS RD | 1200-Z | Stormwater | Zinc | Total | 73.5 |  | 0.0735 | mg/L | 02 | 2016-03-14 16:00
47305 | 13 | GS Roofing – 6350 NW FRONT AVE | 1200-Z | Stormwater | Zinc | Total | 76.2 |  | 0.0762 | mg/L | C | 2016-03-15 16:15
47313 | 13 | GS Roofing – 6350 NW FRONT AVE | 1200-Z | Stormwater | Zinc | Total | 135 |  | 0.135 | mg/L | CB-1 | 2016-03-15 16:40
47301 | 13 | GS Roofing – 6350 NW FRONT AVE | 1200-Z | Stormwater | Zinc | Total | 182 |  | 0.182 | mg/L | A | 2016-03-15 16:55
47420 | 13 | Siltronic Corp. – 7200 NW FRONT AVE | 1200-Z | Stormwater | Zinc | Total | 203 |  | 0.203 | mg/L | 02 | 2016-03-20 15:00
47416 | 13 | Siltronic Corp. – 7200 NW FRONT AVE | 1200-Z | Stormwater | Zinc | Total | 142 |  | 0.142 | mg/L | 01 | 2016-03-20 15:15
47424 | 13 | Siltronic Corp. – 7200 NW FRONT AVE | 1200-Z | Stormwater | Zinc | Total | 134 |  | 0.134 | mg/L | 03 | 2016-03-20 15:30
47309 | 13 | GS Roofing – 6350 NW FRONT AVE | 1200-Z | Stormwater | Zinc | Total | 913 |  | 0.913 | mg/L | CB 1-3 | 2016-03-21 09:00
47306 | 13 | GS Roofing – 6350 NW FRONT AVE | 1200-Z | Stormwater | Zinc | Total | 85 |  | 0.085 | mg/L | C | 2016-04-14 05:20
47310 | 13 | GS Roofing – 6350 NW FRONT AVE | 1200-Z | Stormwater | Zinc | Total | 769 |  | 0.769 | mg/L | CB 1-3 | 2016-04-14 05:25
47302 | 13 | GS Roofing – 6350 NW FRONT AVE | 1200-Z | Stormwater | Zinc | Total | 71.9 |  | 0.0719 | mg/L | A | 2016-04-14 05:30
47314 | 13 | GS Roofing – 6350 NW FRONT AVE | 1200-Z | Stormwater | Zinc | Total | 121 |  | 0.121 | mg/L | CB-1 | 2016-04-14 08:00
47471 | 13 | Unocal - Willbridge Terminal – 5528 NW DOANE AVE | 1200-Z | Stormwater | Zinc | Total | 33.9 |  | 0.0339 | mg/L | 04 | 2016-05-14 15:10
47467 | 13 | Unocal - Willbridge Terminal – 5528 NW DOANE AVE | 1200-Z | Stormwater | Zinc | Total | 22.3 |  | 0.0223 | mg/L | 01 | 2016-05-14 15:30
47421 | 13 | Siltronic Corp. – 7200 NW FRONT AVE | 1200-Z | Stormwater | Zinc | Total | 267 |  | 0.267 | mg/L | 02 | 2016-05-15 13:45
47417 | 13 | Siltronic Corp. – 7200 NW FRONT AVE | 1200-Z | Stormwater | Zinc | Total | 232 |  | 0.232 | mg/L | 01 | 2016-05-15 14:00
47425 | 13 | Siltronic Corp. – 7200 NW FRONT AVE | 1200-Z | Stormwater | Zinc | Total | 225 |  | 0.225 | mg/L | 03 | 2016-05-15 14:15
102675 | 15 | Unocal - Willbridge Terminal – 5528 NW DOANE AVE | 1200-Z | Stormwater | zinc | Total | 44.4 |  | 0.0444 | mg/L | 01 | 2016-10-15 19:15
102087 | 15 | Siltronic Corp. – 7200 NW FRONT AVE | 1200-Z | Stormwater | zinc | Total | 73.8 |  | 0.0738 | mg/L | 02 | 2016-10-16 15:00
102083 | 15 | Siltronic Corp. – 7200 NW FRONT AVE | 1200-Z | Stormwater | zinc | Total | 95.4 |  | 0.0954 | mg/L | 01 | 2016-10-16 15:20
102091 | 15 | Siltronic Corp. – 7200 NW FRONT AVE | 1200-Z | Stormwater | zinc | Total | 68.8 |  | 0.0688 | mg/L | 03 | 2016-10-16 15:40
56851 | 18 | ARKEMA, Inc. – 6400 NW Front Ave. | NPDES-IP | Stormwater | Zinc | Total | 5 | < | 5 | ug/l | Effluent of System | 2016-10-17
102900 | 15 | US Army COE - Portland Moorings – 8010 NW SAINT HELENS RD | 1200-Z | Stormwater | zinc | Total | 85.9 |  | 0.0859 | mg/L | 02 | 2016-11-05 12:45
101330 | 15 | MCCALL MARINE TERMINAL – 5480 NW FRONT AVE | 1200-Z | Stormwater | zinc | Total | 58.1 |  | 0.0581 | mg/L | 01 | 2016-11-05 15:15
99930 | 15 | GS Roofing – 6350 NW FRONT AVE | 1200-Z | Stormwater | zinc | Total | 8.9 |  | 0.0089 | mg/L | XCB-1 | 2016-11-05 15:55
99907 | 15 | GS Roofing – 6350 NW FRONT AVE | 1200-Z | Stormwater | zinc | Total | 67.3 |  | 0.0673 | mg/L | A | 2016-11-05 16:00
99924 | 15 | GS Roofing – 6350 NW FRONT AVE | 1200-Z | Stormwater | zinc | Total | 889 |  | 0.889 | mg/L | CB 1-3 | 2016-11-05 16:05
99918 | 15 | GS Roofing – 6350 NW FRONT AVE | 1200-Z | Stormwater | zinc | Total | 42.1 |  | 0.0421 | mg/L | C | 2016-11-05 16:15
102683 | 15 | Unocal - Willbridge Terminal – 5528 NW DOANE AVE | 1200-Z | Stormwater | zinc | Total | 97 |  | 0.097 | mg/L | 03 | 2016-11-14 17:30
102679 | 15 | Unocal - Willbridge Terminal – 5528 NW DOANE AVE | 1200-Z | Stormwater | zinc | Total | 37.2 |  | 0.0372 | mg/L | 02 | 2016-11-14 17:50
102687 | 15 | Unocal - Willbridge Terminal – 5528 NW DOANE AVE | 1200-Z | Stormwater | zinc | Total | 34.6 |  | 0.0346 | mg/L | 04 | 2016-11-15 04:40
101438 | 15 | Metro Central Transfer Station – 6161 NW 61ST AVE | 1200-Z | Stormwater | zinc | Total | 275 |  | 0.275 | mg/L | 01 | 2016-11-22 16:30
102901 | 15 | US Army COE - Portland Moorings – 8010 NW SAINT HELENS RD | 1200-Z | Stormwater | zinc | Total | 111 |  | 0.111 | mg/L | 02 | 2016-11-23 09:00
99925 | 15 | GS Roofing – 6350 NW FRONT AVE | 1200-Z | Stormwater | zinc | Total | 966 |  | 0.966 | mg/L | CB 1-3 | 2016-12-04 08:15
102088 | 15 | Siltronic Corp. – 7200 NW FRONT AVE | 1200-Z | Stormwater | zinc | Total | 62.1 |  | 0.0621 | mg/L | 02 | 2016-12-04 08:20
99913 | 15 | GS Roofing – 6350 NW FRONT AVE | 1200-Z | Stormwater | zinc | Total | 10.3 |  | 0.0103 | mg/L | B-1 | 2016-12-04 08:25
99908 | 15 | GS Roofing – 6350 NW FRONT AVE | 1200-Z | Stormwater | zinc | Total | 32.2 |  | 0.0322 | mg/L | A | 2016-12-04 08:35
102084 | 15 | Siltronic Corp. – 7200 NW FRONT AVE | 1200-Z | Stormwater | zinc | Total | 121 |  | 0.121 | mg/L | 01 | 2016-12-04 08:40
99919 | 15 | GS Roofing – 6350 NW FRONT AVE | 1200-Z | Stormwater | zinc | Total | 72.4 |  | 0.0724 | mg/L | C | 2016-12-04 08:40
102092 | 15 | Siltronic Corp. – 7200 NW FRONT AVE | 1200-Z | Stormwater | zinc | Total | 77.4 |  | 0.0774 | mg/L | 03 | 2016-12-04 08:55
102676 | 15 | Unocal - Willbridge Terminal – 5528 NW DOANE AVE | 1200-Z | Stormwater | zinc | Total | 42.2 |  | 0.0422 | mg/L | 01 | 2016-12-10 13:50
102684 | 15 | Unocal - Willbridge Terminal – 5528 NW DOANE AVE | 1200-Z | Stormwater | zinc | Total | 48.4 |  | 0.0484 | mg/L | 03 | 2016-12-10 16:00
102688 | 15 | Unocal - Willbridge Terminal – 5528 NW DOANE AVE | 1200-Z | Stormwater | zinc | Total | 29 |  | 0.029 | mg/L | 04 | 2016-12-10 16:20
102680 | 15 | Unocal - Willbridge Terminal – 5528 NW DOANE AVE | 1200-Z | Stormwater | zinc | Total | 27.8 |  | 0.0278 | mg/L | 02 | 2016-12-10 17:00
98734 | 15 | Chevron - Willbridge Distribution Terminal – 5531 NW DOANE AVE | 1200-Z | Stormwater | zinc | Total | 100 |  | 0.1 | mg/L | 01 | 2016-12-13 11:30
98737 | 15 | Chevron - Willbridge Distribution Terminal – 5531 NW DOANE AVE | 1200-Z | Stormwater | zinc | Total | 21 |  | 0.021 | mg/L | 02 | 2016-12-13 11:40
98740 | 15 | Chevron - Willbridge Distribution Terminal – 5531 NW DOANE AVE | 1200-Z | Stormwater | zinc | Total | 220 |  | 0.22 | mg/L | 03 | 2016-12-13 11:50
101439 | 15 | Metro Central Transfer Station – 6161 NW 61ST AVE | 1200-Z | Stormwater | zinc | Total | 194 |  | 0.194 | mg/L | 01 | 2016-12-19 10:15
101331 | 15 | MCCALL MARINE TERMINAL – 5480 NW FRONT AVE | 1200-Z | Stormwater | zinc | Total | 124 |  | 0.124 | mg/L | 01 | 2016-12-19 21:50
98741 | 15 | Chevron - Willbridge Distribution Terminal – 5531 NW DOANE AVE | 1200-Z | Stormwater | zinc | Total | 110 |  | 0.11 | mg/L | 03 | 2016-12-29 09:30
101332 | 15 | MCCALL MARINE TERMINAL – 5480 NW FRONT AVE | 1200-Z | Stormwater | zinc | Total | 41.5 |  | 0.0415 | mg/L | 01 | 2017-02-05 11:25
99926 | 15 | GS Roofing – 6350 NW FRONT AVE | 1200-Z | Stormwater | zinc | Total | 709 |  | 0.709 | mg/L | CB 1-3 | 2017-02-05 11:55
99931 | 15 | GS Roofing – 6350 NW FRONT AVE | 1200-Z | Stormwater | zinc | Total | 12.9 |  | 0.0129 | mg/L | XCB-1 | 2017-02-05 12:10
99914 | 15 | GS Roofing – 6350 NW FRONT AVE | 1200-Z | Stormwater | zinc | Total | 35.8 |  | 0.0358 | mg/L | B-1 | 2017-02-05 12:15
99909 | 15 | GS Roofing – 6350 NW FRONT AVE | 1200-Z | Stormwater | zinc | Total | 31.6 |  | 0.0316 | mg/L | A | 2017-02-05 12:20
99920 | 15 | GS Roofing – 6350 NW FRONT AVE | 1200-Z | Stormwater | zinc | Total | 56.4 |  | 0.0564 | mg/L | C | 2017-02-05 12:25
102685 | 15 | Unocal - Willbridge Terminal – 5528 NW DOANE AVE | 1200-Z | Stormwater | zinc | Total | 105 |  | 0.105 | mg/L | 03 | 2017-02-08 07:00
102681 | 15 | Unocal - Willbridge Terminal – 5528 NW DOANE AVE | 1200-Z | Stormwater | zinc | Total | 49.5 |  | 0.0495 | mg/L | 02 | 2017-02-08 07:30
102689 | 15 | Unocal - Willbridge Terminal – 5528 NW DOANE AVE | 1200-Z | Stormwater | zinc | Total | 30.4 |  | 0.0304 | mg/L | 04 | 2017-02-08 08:00
102677 | 15 | Unocal - Willbridge Terminal – 5528 NW DOANE AVE | 1200-Z | Stormwater | zinc | Total | 6.2 |  | 0.0062 | mg/L | 01 | 2017-02-08 08:20
98735 | 15 | Chevron - Willbridge Distribution Terminal – 5531 NW DOANE AVE | 1200-Z | Stormwater | zinc | Total | 130 |  | 0.13 | mg/L | 01 | 2017-02-08 14:00
98738 | 15 | Chevron - Willbridge Distribution Terminal – 5531 NW DOANE AVE | 1200-Z | Stormwater | zinc | Total | 97 |  | 0.097 | mg/L | 02 | 2017-02-08 14:10
98742 | 15 | Chevron - Willbridge Distribution Terminal – 5531 NW DOANE AVE | 1200-Z | Stormwater | zinc | Total | 120 |  | 0.12 | mg/L | 03 | 2017-02-08 14:30
102902 | 15 | US Army COE - Portland Moorings – 8010 NW SAINT HELENS RD | 1200-Z | Stormwater | zinc | Total | 74.6 |  | 0.0746 | mg/L | 02 | 2017-02-09 12:45
98743 | 15 | Chevron - Willbridge Distribution Terminal – 5531 NW DOANE AVE | 1200-Z | Stormwater | zinc | Total | 130 |  | 0.13 | mg/L | 03 | 2017-03-06 11:30
98739 | 15 | Chevron - Willbridge Distribution Terminal – 5531 NW DOANE AVE | 1200-Z | Stormwater | zinc | Total | 100 |  | 0.1 | mg/L | 02 | 2017-03-06 11:50
98736 | 15 | Chevron - Willbridge Distribution Terminal – 5531 NW DOANE AVE | 1200-Z | Stormwater | zinc | Total | 110 |  | 0.11 | mg/L | 01 | 2017-03-06 12:00
99927 | 15 | GS Roofing – 6350 NW FRONT AVE | 1200-Z | Stormwater | zinc | Total | 218 |  | 0.218 | mg/L | CB 1-3 | 2017-03-09 15:00
99915 | 15 | GS Roofing – 6350 NW FRONT AVE | 1200-Z | Stormwater | zinc | Total | 18.7 |  | 0.0187 | mg/L | B-1 | 2017-03-09 15:15
99910 | 15 | GS Roofing – 6350 NW FRONT AVE | 1200-Z | Stormwater | zinc | Total | 407 |  | 0.407 | mg/L | A | 2017-03-09 15:20
99921 | 15 | GS Roofing – 6350 NW FRONT AVE | 1200-Z | Stormwater | zinc | Total | 107 |  | 0.107 | mg/L | C | 2017-03-09 15:25
102089 | 15 | Siltronic Corp. – 7200 NW FRONT AVE | 1200-Z | Stormwater | zinc | Total | 47.7 |  | 0.0477 | mg/L | 02 | 2017-03-18 10:15
102085 | 15 | Siltronic Corp. – 7200 NW FRONT AVE | 1200-Z | Stormwater | zinc | Total | 90.3 |  | 0.0903 | mg/L | 01 | 2017-03-18 10:30
102093 | 15 | Siltronic Corp. – 7200 NW FRONT AVE | 1200-Z | Stormwater | zinc | Total | 133 |  | 0.133 | mg/L | 03 | 2017-03-18 10:45 |  |  |  | Data from original version of charts; ECSI data
101333 | 15 | MCCALL MARINE TERMINAL – 5480 NW FRONT AVE | 1200-Z | Stormwater | zinc | Total | 54.9 |  | 0.0549 | mg/L | 01 | 2017-03-26 10:20 |  |  |  | Data from original version of charts; ECSI data
99928 | 15 | GS Roofing – 6350 NW FRONT AVE | 1200-Z | Stormwater | zinc | Total | 1110 |  | 1.11 | mg/L | CB 1-3 | 2017-04-11 22:05 |  |  |  | Data from original version of charts; ECSI data
99911 | 15 | GS Roofing – 6350 NW FRONT AVE | 1200-Z | Stormwater | zinc | Total | 160 |  | 0.16 | mg/L | A | 2017-04-11 22:15 |  |  |  | Data from original version of charts; ECSI data
99916 | 15 | GS Roofing – 6350 NW FRONT AVE | 1200-Z | Stormwater | zinc | Total | 4 | < | 0.004 | mg/L | B-1 | 2017-04-11 22:25 |  |  |  | tester: self
99922 | 15 | GS Roofing – 6350 NW FRONT AVE | 1200-Z | Stormwater | zinc | Total | 186 |  | 0.186 | mg/L | C | 2017-04-11 23:30 |  |  |  | tester: self
101440 | 15 | Metro Central Transfer Station – 6161 NW 61ST AVE | 1200-Z | Stormwater | zinc | Total | 65.3 |  | 0.0653 | mg/L | 01 | 2017-04-12 08:35 |  |  |  | tester: self
114930 | 31 | GASCO – 7900 NW SAINT HELENS RD | 1200-Z | Stormwater | Zinc | Total | 141 |  | 141 | ug/l | WR-107 | 2017-04-18 |  |  |  | tester: self
102678 | 15 | Unocal - Willbridge Terminal – 5528 NW DOANE AVE | 1200-Z | Stormwater | zinc | Total | 39 |  | 0.039 | mg/L | 01 | 2017-04-22 08:55 |  |  |  | tester: self
102686 | 15 | Unocal - Willbridge Terminal – 5528 NW DOANE AVE | 1200-Z | Stormwater | zinc | Total | 54.6 |  | 0.0546 | mg/L | 03 | 2017-04-22 09:10 |  |  |  | tester: self
102682 | 15 | Unocal - Willbridge Terminal – 5528 NW DOANE AVE | 1200-Z | Stormwater | zinc | Total | 48.3 |  | 0.0483 | mg/L | 02 | 2017-04-22 09:25 |  |  |  | tester: self
102690 | 15 | Unocal - Willbridge Terminal – 5528 NW DOANE AVE | 1200-Z | Stormwater | zinc | Total | 18.9 |  | 0.0189 | mg/L | 04 | 2017-04-22 09:40 |  |  |  | tester: self
102090 | 15 | Siltronic Corp. – 7200 NW FRONT AVE | 1200-Z | Stormwater | zinc | Total | 111 |  | 0.111 | mg/L | 02 | 2017-04-25 19:30 |  |  |  | tester: self
102086 | 15 | Siltronic Corp. – 7200 NW FRONT AVE | 1200-Z | Stormwater | zinc | Total | 124 |  | 0.124 | mg/L | 01 | 2017-04-25 19:45 |  |  |  | tester: self
102094 | 15 | Siltronic Corp. – 7200 NW FRONT AVE | 1200-Z | Stormwater | zinc | Total | 94.9 |  | 0.0949 | mg/L | 03 | 2017-04-25 20:00
102903 | 15 | US Army COE - Portland Moorings – 8010 NW SAINT HELENS RD | 1200-Z | Stormwater | zinc | Total | 293 |  | 0.293 | mg/L | 02 | 2017-05-05 09:00
99929 | 15 | GS Roofing – 6350 NW FRONT AVE | 1200-Z | Stormwater | zinc | Total | 627 |  | 0.627 | mg/L | CB 1-3 | 2017-05-05 10:08
99917 | 15 | GS Roofing – 6350 NW FRONT AVE | 1200-Z | Stormwater | zinc | Total | 6.52 |  | 0.00652 | mg/L | B-1 | 2017-05-05 10:18
99912 | 15 | GS Roofing – 6350 NW FRONT AVE | 1200-Z | Stormwater | zinc | Total | 271 |  | 0.271 | mg/L | A | 2017-05-05 10:20
99923 | 15 | GS Roofing – 6350 NW FRONT AVE | 1200-Z | Stormwater | zinc | Total | 235 |  | 0.235 | mg/L | C | 2017-05-05 10:33
101441 | 15 | Metro Central Transfer Station – 6161 NW 61ST AVE | 1200-Z | Stormwater | zinc | Total | 104 |  | 0.104 | mg/L | 01 | 2017-05-05 13:05
57416 | 20 | ARKEMA, Inc. – 6400 NW Front Ave. | NPDES-IP | Stormwater | Zinc | Total | 20 |  | 20 | ug/l |  | 2017-10-24
57404 | 20 | ARKEMA, Inc. – 6400 NW Front Ave. | NPDES-IP | Stormwater | Zinc | Total | 7.5 |  | 7.5 | ug/l |  | 2017-11-18

## GS Roofing Total Zinc
RecordID | DataFileID | Facility | Project | Medium | Analyte | FractionAnalyzed | Micrograms per liter | Result_LessOrGreaterThan | ResultValue | Units | SampleCollectionLocation | SampleCollectionDate | ResultDate | OtherNotes
8410 | 5 | GS Roofing – 6350 NW FRONT AVE | Rank-Order Curve Graphs | Stormwater | Zinc | Total | 62.8 |  | 62.8 | ug/l | OF-A | 2009-10-21 |  | Data from original version of charts; ECSI data | Year | Average
8409 | 5 | GS Roofing – 6350 NW FRONT AVE | Rank-Order Curve Graphs | Stormwater | Zinc | Total | 177 |  | 177 | ug/l | OF-B | 2009-10-21 |  | Data from original version of charts; ECSI data | Pre 2012 | 147.6214
8386 | 5 | GS Roofing – 6350 NW FRONT AVE | Rank-Order Curve Graphs | Stormwater | Zinc | Total | 25 | < | 25 | ug/l | OF-A | 2009-11-07 |  | Data from original version of charts; ECSI data | 2013 | 589.86
8385 | 5 | GS Roofing – 6350 NW FRONT AVE | Rank-Order Curve Graphs | Stormwater | Zinc | Total | 79.4 |  | 79.4 | ug/l | OF-B | 2009-11-07 |  | Data from original version of charts; ECSI data | 2014 | 386.49
8281 | 5 | GS Roofing – 6350 NW FRONT AVE | Rank-Order Curve Graphs | Stormwater | Zinc | Total | 157 |  | 157 | ug/l | OF-B | 2010-02-23 |  | Data from original version of charts; ECSI data | 2015 | 275.0059
8280 | 5 | GS Roofing – 6350 NW FRONT AVE | Rank-Order Curve Graphs | Stormwater | Zinc | Total | 167 |  | 167 | ug/l | OF-A | 2010-02-23 |  | Data from original version of charts; ECSI data | 2016 | 277.5812
8182 | 5 | GS Roofing – 6350 NW FRONT AVE | Rank-Order Curve Graphs | Stormwater | Zinc | Total | 58.6 |  | 58.6 | ug/l | OF-A | 2010-05-19 |  | Data from original version of charts; ECSI data | 2017 | 246.8188
8180 | 5 | GS Roofing – 6350 NW FRONT AVE | Rank-Order Curve Graphs | Stormwater | Zinc | Total | 155 |  | 155 | ug/l | OF-B | 2010-05-19 |  | Data from original version of charts; ECSI data
23556 | 7 | GS Roofing – 6350 NW FRONT AVE | 1200-Z | Stormwater | Zinc | Total | 28.8 |  | 28.8 | ug/l | CB-1 | 2012-10-15 |  | tester: self
23546 | 7 | GS Roofing – 6350 NW FRONT AVE | 1200-Z | Stormwater | Zinc | Total | 56.6 |  | 56.6 | ug/l | A | 2012-10-15 |  | tester: self
23534 | 7 | GS Roofing – 6350 NW FRONT AVE | 1200-Z | Stormwater | Zinc | Total | 592 |  | 592 | ug/l | C | 2012-10-15 |  | tester: self
22794 | 7 | GS Roofing – 6350 NW FRONT AVE | 1200-Z | Stormwater | Zinc | Total | 12.5 |  | 12.5 | ug/l | CB-1 | 2012-10-30 |  | tester: self
22766 | 7 | GS Roofing – 6350 NW FRONT AVE | 1200-Z | Stormwater | Zinc | Total | 104 |  | 104 | ug/l | A | 2012-10-30 |  | tester: self
22752 | 7 | GS Roofing – 6350 NW FRONT AVE | 1200-Z | Stormwater | Zinc | Total | 391 |  | 391 | ug/l | C | 2012-10-30 |  | tester: self
17955 | 7 | GS Roofing – 6350 NW FRONT AVE | 1200-Z | Stormwater | Zinc | Total | 119 |  | 119 | ug/l | A | 2013-01-23 |  | tester: self
17952 | 7 | GS Roofing – 6350 NW FRONT AVE | 1200-Z | Stormwater | Zinc | Total | 487 |  | 487 | ug/l | CB-1 | 2013-01-23 |  | tester: self
17951 | 7 | GS Roofing – 6350 NW FRONT AVE | 1200-Z | Stormwater | Zinc | Total | 794 |  | 794 | ug/l | C | 2013-01-23 |  | tester: self
16036 | 7 | GS Roofing – 6350 NW FRONT AVE | 1200-Z | Stormwater | Zinc | Total | 86.6 |  | 86.6 | ug/l | A | 2013-03-05 |  | tester: self
16030 | 7 | GS Roofing – 6350 NW FRONT AVE | 1200-Z | Stormwater | Zinc | Total | 194 |  | 194 | ug/l | CB-1 | 2013-03-05 |  | tester: self
16022 | 7 | GS Roofing – 6350 NW FRONT AVE | 1200-Z | Stormwater | Zinc | Total | 623 |  | 623 | ug/l | C | 2013-03-05 |  | tester: self
35426 | 9 | GS Roofing – 6350 NW FRONT AVE | 1200-Z | Stormwater | Zinc | Total | 395 |  | 395 | ug/l | C | 2013-09-28 |  | tester: self
35369 | 9 | GS Roofing – 6350 NW FRONT AVE | 1200-Z | Stormwater | Zinc | Total | 1070 |  | 1070 | ug/l | C | 2013-11-02 |  | tester: self
5200 | 5 | GS Roofing – 6350 NW FRONT AVE | Rank-Order Curve Graphs | Stormwater | Zinc | Total | 130 |  | 130 | ug/l | Outfall A | 2013-11-07 |  | Data added to charts 3/25/15
5199 | 5 | GS Roofing – 6350 NW FRONT AVE | Rank-Order Curve Graphs | Stormwater | Zinc | Total | 2000 |  | 2000 | ug/l | Outfall C | 2013-11-07 |  | Data added to charts 3/25/15
35551 | 9 | GS Roofing – 6350 NW FRONT AVE | 1200-Z | Stormwater | Zinc | Total | 160 |  | 160 | ug/l | A | 2014-01-08 |  | tester: self
4649 | 5 | GS Roofing – 6350 NW FRONT AVE | Rank-Order Curve Graphs | Stormwater | Zinc | Total | 160 |  | 160 | ug/l | Outfall A | 2014-01-08 |  | Data added to charts 3/25/15
35400 | 9 | GS Roofing – 6350 NW FRONT AVE | 1200-Z | Stormwater | Zinc | Total | 520 |  | 520 | ug/l | CB-1 | 2014-01-08 |  | tester: self
4645 | 5 | GS Roofing – 6350 NW FRONT AVE | Rank-Order Curve Graphs | Stormwater | Zinc | Total | 770 |  | 770 | ug/l | Outfall B | 2014-01-08 |  | Data added to charts 3/25/15
4644 | 5 | GS Roofing – 6350 NW FRONT AVE | Rank-Order Curve Graphs | Stormwater | Zinc | Total | 1100 |  | 1100 | ug/l | Outfall C | 2014-01-08 |  | Data added to charts 3/25/15
35689 | 9 | GS Roofing – 6350 NW FRONT AVE | 1200-Z | Stormwater | Zinc | Total | 77.4 |  | 77.4 | ug/l | A | 2014-01-11 |  | tester: self
35373 | 9 | GS Roofing – 6350 NW FRONT AVE | 1200-Z | Stormwater | Zinc | Total | 858 |  | 858 | ug/l | C | 2014-01-11 |  | tester: self
35747 | 9 | GS Roofing – 6350 NW FRONT AVE | 1200-Z | Stormwater | Zinc | Total | 55.8 |  | 55.8 | ug/l | A | 2014-01-29 |  | tester: self
35699 | 9 | GS Roofing – 6350 NW FRONT AVE | 1200-Z | Stormwater | Zinc | Total | 72.6 |  | 72.6 | ug/l | CB-1 | 2014-01-29 |  | tester: self
35378 | 9 | GS Roofing – 6350 NW FRONT AVE | 1200-Z | Stormwater | Zinc | Total | 784 |  | 784 | ug/l | C | 2014-01-29 |  | tester: self
3551 | 5 | GS Roofing – 6350 NW FRONT AVE | Rank-Order Curve Graphs | Stormwater | Zinc | Total | 150 |  | 150 | ug/l | Outfall C | 2014-11-21 |  | Data added to charts 3/25/15
3550 | 5 | GS Roofing – 6350 NW FRONT AVE | Rank-Order Curve Graphs | Stormwater | Zinc | Total | 380 |  | 380 | ug/l | Outfall A | 2014-11-21 |  | Data added to charts 3/25/15
3549 | 5 | GS Roofing – 6350 NW FRONT AVE | Rank-Order Curve Graphs | Stormwater | Zinc | Total | 480 |  | 480 | ug/l | Outfall B | 2014-11-21 |  | Data added to charts 3/25/15
42836 | 11 | GS Roofing – 6350 NW FRONT AVE | 1200-Z | Stormwater | Zinc | Total | 448 |  | 0.448 | mg/L | CB-1 | 2014-11-21 12:10
42830 | 11 | GS Roofing – 6350 NW FRONT AVE | 1200-Z | Stormwater | Zinc | Total | 186 |  | 0.186 | mg/L | C | 2014-11-21 12:28
42831 | 11 | GS Roofing – 6350 NW FRONT AVE | 1200-Z | Stormwater | Zinc | Total | 150 |  | 0.15 | mg/L | C | 2014-11-21 12:29
42826 | 11 | GS Roofing – 6350 NW FRONT AVE | 1200-Z | Stormwater | Zinc | Total | 380 |  | 0.38 | mg/L | A | 2014-11-21 13:00
42837 | 11 | GS Roofing – 6350 NW FRONT AVE | 1200-Z | Stormwater | Zinc | Total | 480 |  | 0.48 | mg/L | CB-1 | 2014-11-21 13:17
42832 | 11 | GS Roofing – 6350 NW FRONT AVE | 1200-Z | Stormwater | Zinc | Total | 136 |  | 0.136 | mg/L | C | 2014-12-09 11:40
42838 | 11 | GS Roofing – 6350 NW FRONT AVE | 1200-Z | Stormwater | Zinc | Total | 382 |  | 0.382 | mg/L | CB-1 | 2014-12-09 11:55
42833 | 11 | GS Roofing – 6350 NW FRONT AVE | 1200-Z | Stormwater | Zinc | Total | 93.4 |  | 0.0934 | mg/L | C | 2015-02-02 06:05
42839 | 11 | GS Roofing – 6350 NW FRONT AVE | 1200-Z | Stormwater | Zinc | Total | 159 |  | 0.159 | mg/L | CB-1 | 2015-02-02 06:10
42827 | 11 | GS Roofing – 6350 NW FRONT AVE | 1200-Z | Stormwater | Zinc | Total | 28.2 |  | 0.0282 | mg/L | A | 2015-02-02 06:12
42834 | 11 | GS Roofing – 6350 NW FRONT AVE | 1200-Z | Stormwater | Zinc | Total | 81.8 |  | 0.0818 | mg/L | C | 2015-03-23 08:05
42828 | 11 | GS Roofing – 6350 NW FRONT AVE | 1200-Z | Stormwater | Zinc | Total | 117 |  | 0.117 | mg/L | A | 2015-03-23 08:10
42840 | 11 | GS Roofing – 6350 NW FRONT AVE | 1200-Z | Stormwater | Zinc | Total | 140 |  | 0.14 | mg/L | CB-1 | 2015-03-23 08:15
42829 | 11 | GS Roofing – 6350 NW FRONT AVE | 1200-Z | Stormwater | Zinc | Total | 89 |  | 0.089 | mg/L | A | 2015-04-03 12:55
42841 | 11 | GS Roofing – 6350 NW FRONT AVE | 1200-Z | Stormwater | Zinc | Total | 130 |  | 0.13 | mg/L | CB-1 | 2015-04-03 13:10
42835 | 11 | GS Roofing – 6350 NW FRONT AVE | 1200-Z | Stormwater | Zinc | Total | 58 |  | 0.058 | mg/L | C | 2015-04-03 13:25
47311 | 13 | GS Roofing – 6350 NW FRONT AVE | 1200-Z | Stormwater | Zinc | Total | 158 |  | 0.158 | mg/L | CB-1 | 2015-10-30 11:30
47303 | 13 | GS Roofing – 6350 NW FRONT AVE | 1200-Z | Stormwater | Zinc | Total | 84.5 |  | 0.0845 | mg/L | C | 2015-10-30 11:35
47299 | 13 | GS Roofing – 6350 NW FRONT AVE | 1200-Z | Stormwater | Zinc | Total | 327 |  | 0.327 | mg/L | A | 2015-10-30 11:48
47307 | 13 | GS Roofing – 6350 NW FRONT AVE | 1200-Z | Stormwater | Zinc | Total | 1570 |  | 1.57 | mg/L | CB 1-3 | 2015-10-30 12:27
47304 | 13 | GS Roofing – 6350 NW FRONT AVE | 1200-Z | Stormwater | Zinc | Total | 64.2 |  | 0.0642 | mg/L | C | 2015-12-17 10:45
47300 | 13 | GS Roofing – 6350 NW FRONT AVE | 1200-Z | Stormwater | Zinc | Total | 106 |  | 0.106 | mg/L | A | 2015-12-17 11:00
47308 | 13 | GS Roofing – 6350 NW FRONT AVE | 1200-Z | Stormwater | Zinc | Total | 1340 |  | 1.34 | mg/L | CB 1-3 | 2015-12-17 11:05
47312 | 13 | GS Roofing – 6350 NW FRONT AVE | 1200-Z | Stormwater | Zinc | Total | 129 |  | 0.129 | mg/L | CB-1 | 2015-12-17 11:15
47305 | 13 | GS Roofing – 6350 NW FRONT AVE | 1200-Z | Stormwater | Zinc | Total | 76.2 |  | 0.0762 | mg/L | C | 2016-03-15 16:15
47313 | 13 | GS Roofing – 6350 NW FRONT AVE | 1200-Z | Stormwater | Zinc | Total | 135 |  | 0.135 | mg/L | CB-1 | 2016-03-15 16:40
47301 | 13 | GS Roofing – 6350 NW FRONT AVE | 1200-Z | Stormwater | Zinc | Total | 182 |  | 0.182 | mg/L | A | 2016-03-15 16:55
47309 | 13 | GS Roofing – 6350 NW FRONT AVE | 1200-Z | Stormwater | Zinc | Total | 913 |  | 0.913 | mg/L | CB 1-3 | 2016-03-21 09:00
47306 | 13 | GS Roofing – 6350 NW FRONT AVE | 1200-Z | Stormwater | Zinc | Total | 85 |  | 0.085 | mg/L | C | 2016-04-14 05:20
47310 | 13 | GS Roofing – 6350 NW FRONT AVE | 1200-Z | Stormwater | Zinc | Total | 769 |  | 0.769 | mg/L | CB 1-3 | 2016-04-14 05:25
47302 | 13 | GS Roofing – 6350 NW FRONT AVE | 1200-Z | Stormwater | Zinc | Total | 71.9 |  | 0.0719 | mg/L | A | 2016-04-14 05:30
47314 | 13 | GS Roofing – 6350 NW FRONT AVE | 1200-Z | Stormwater | Zinc | Total | 121 |  | 0.121 | mg/L | CB-1 | 2016-04-14 08:00
99930 | 15 | GS Roofing – 6350 NW FRONT AVE | 1200-Z | Stormwater | zinc | Total | 8.9 |  | 0.0089 | mg/L | XCB-1 | 2016-11-05 15:55
99907 | 15 | GS Roofing – 6350 NW FRONT AVE | 1200-Z | Stormwater | zinc | Total | 67.3 |  | 0.0673 | mg/L | A | 2016-11-05 16:00
99924 | 15 | GS Roofing – 6350 NW FRONT AVE | 1200-Z | Stormwater | zinc | Total | 889 |  | 0.889 | mg/L | CB 1-3 | 2016-11-05 16:05
99918 | 15 | GS Roofing – 6350 NW FRONT AVE | 1200-Z | Stormwater | zinc | Total | 42.1 |  | 0.0421 | mg/L | C | 2016-11-05 16:15
99925 | 15 | GS Roofing – 6350 NW FRONT AVE | 1200-Z | Stormwater | zinc | Total | 966 |  | 0.966 | mg/L | CB 1-3 | 2016-12-04 08:15
99913 | 15 | GS Roofing – 6350 NW FRONT AVE | 1200-Z | Stormwater | zinc | Total | 10.3 |  | 0.0103 | mg/L | B-1 | 2016-12-04 08:25
99908 | 15 | GS Roofing – 6350 NW FRONT AVE | 1200-Z | Stormwater | zinc | Total | 32.2 |  | 0.0322 | mg/L | A | 2016-12-04 08:35
99919 | 15 | GS Roofing – 6350 NW FRONT AVE | 1200-Z | Stormwater | zinc | Total | 72.4 |  | 0.0724 | mg/L | C | 2016-12-04 08:40
99926 | 15 | GS Roofing – 6350 NW FRONT AVE | 1200-Z | Stormwater | zinc | Total | 709 |  | 0.709 | mg/L | CB 1-3 | 2017-02-05 11:55
99931 | 15 | GS Roofing – 6350 NW FRONT AVE | 1200-Z | Stormwater | zinc | Total | 12.9 |  | 0.0129 | mg/L | XCB-1 | 2017-02-05 12:10
99914 | 15 | GS Roofing – 6350 NW FRONT AVE | 1200-Z | Stormwater | zinc | Total | 35.8 |  | 0.0358 | mg/L | B-1 | 2017-02-05 12:15
99909 | 15 | GS Roofing – 6350 NW FRONT AVE | 1200-Z | Stormwater | zinc | Total | 31.6 |  | 0.0316 | mg/L | A | 2017-02-05 12:20
99920 | 15 | GS Roofing – 6350 NW FRONT AVE | 1200-Z | Stormwater | zinc | Total | 56.4 |  | 0.0564 | mg/L | C | 2017-02-05 12:25
99927 | 15 | GS Roofing – 6350 NW FRONT AVE | 1200-Z | Stormwater | zinc | Total | 218 |  | 0.218 | mg/L | CB 1-3 | 2017-03-09 15:00
99915 | 15 | GS Roofing – 6350 NW FRONT AVE | 1200-Z | Stormwater | zinc | Total | 18.7 |  | 0.0187 | mg/L | B-1 | 2017-03-09 15:15
99910 | 15 | GS Roofing – 6350 NW FRONT AVE | 1200-Z | Stormwater | zinc | Total | 407 |  | 0.407 | mg/L | A | 2017-03-09 15:20
99921 | 15 | GS Roofing – 6350 NW FRONT AVE | 1200-Z | Stormwater | zinc | Total | 107 |  | 0.107 | mg/L | C | 2017-03-09 15:25
99928 | 15 | GS Roofing – 6350 NW FRONT AVE | 1200-Z | Stormwater | zinc | Total | 1110 |  | 1.11 | mg/L | CB 1-3 | 2017-04-11 22:05
99911 | 15 | GS Roofing – 6350 NW FRONT AVE | 1200-Z | Stormwater | zinc | Total | 160 |  | 0.16 | mg/L | A | 2017-04-11 22:15
99916 | 15 | GS Roofing – 6350 NW FRONT AVE | 1200-Z | Stormwater | zinc | Total | 4 | < | 0.004 | mg/L | B-1 | 2017-04-11 22:25
99922 | 15 | GS Roofing – 6350 NW FRONT AVE | 1200-Z | Stormwater | zinc | Total | 186 |  | 0.186 | mg/L | C | 2017-04-11 23:30
99929 | 15 | GS Roofing – 6350 NW FRONT AVE | 1200-Z | Stormwater | zinc | Total | 627 |  | 0.627 | mg/L | CB 1-3 | 2017-05-05 10:08
99917 | 15 | GS Roofing – 6350 NW FRONT AVE | 1200-Z | Stormwater | zinc | Total | 6.52 |  | 0.00652 | mg/L | B-1 | 2017-05-05 10:18
99912 | 15 | GS Roofing – 6350 NW FRONT AVE | 1200-Z | Stormwater | zinc | Total | 271 |  | 0.271 | mg/L | A | 2017-05-05 10:20
99923 | 15 | GS Roofing – 6350 NW FRONT AVE | 1200-Z | Stormwater | zinc | Total | 235 |  | 0.235 | mg/L | C | 2017-05-05 10:33

## PAHs new
Graphing
ECSI # | Site Name | Number of Total Data Points Available | Percentage of Total |  |  | Year | Average | Number of Data Points |  | Year | Average | Number of Data Points
183 | Siltronic Corporation | 10 | 5.3476 |  |  | Pre 2010 | 8.992 | 63 |  | Pre 2012 | 6.4839 | Good Spread
398 | Arkema | 17 | 9.0909 |  |  | 2010 | 3.8471 | 17 |  | 2012 |  | Most Metro Central Transfer, 1 OdOT
done | City of Portland (22,22c,22-B): Some areas have sample points taken by ODOT | NA | NA |  |  | 2011 | 0.19618 | 18 |  | 2013 |  | Metro Central, ODOT, GS
117 | GS Roofing | 22 | 11.7647 |  |  | 2012 | 0.34154 | 21 |  | 2014 | 0.29033 | Good Spread
155 | Rhone Poulenc: | NA | NA |  |  | 2013 | 0.6447 | 10 |  | 2015 | 3.9165 | High GS Point, Good Spread
| Most water infiltrated or goes to treatment facility, some runs off at Metro and NW 61st and is of concern | NA | NA |  |  | 2014 | 0.29033 | 19 |  | 2016 | 1.2106 | Additionl of Chevron Willbridge Station, appears to cause increase
49 | Gould | NA | A |  |  | 2015 | 3.9165 | 14 |  | 2017 | 1.1935 | Addition of Chevron Willbridge station appears to cause increase, limited spread
395 | Schnitzer Investment - Doane Lake/Air Liquide – 6529 NW FRONT AVE | 21 | 11.2299 |  |  | 2016 | 1.2106 | 15
1398 | Metro Central Transfer Station | 35 | 18.7166 |  |  | 2017 | 1.1935 | 10
1096/160 | Kinder Morgan | 4 | 2.139
25 | Chevron - Willbridge Distribution Terminal – 5531 NW DOANE AVE | 8 | 4.2781 |  |  | Average 2012-2017 | 1.1692
177 | Conoco Phillips/Unocal | 18 | 9.6257
| Mccall Marine Terminal | 6 | 3.2086
134 | McCall Oil | 27 | 14.4385
| ODOT (of-22A,of 22c-a,wr-205,wr 206) | 4 | 2.139
84 and 2348 | Gasco | 11 | 5.8824
1641 | US Army COE - Portland Moorings – 8010 NW SAINT HELENS RD | 4 | 2.139
Total | Total | 187
187
RecordID | DataFileID | Facility | Project | Medium | Analyte | FractionAnalyzed | Result_AsText | Result_LessOrGreaterThan | ResultValue | Units | SampleCollectionLocation | SampleCollectionDate | OtherNotes | DataQuality | ResultType
11718 | 5 | Siltronic Corp. – 7200 NW FRONT AVE | Rank-Order Curve Graphs | Stormwater | Total PAHs | Total | 0.31 |  | 0.31 | ug/l | WR67 |  | Data from original version of charts; RI data |  | Calculated
11614 | 5 | Siltronic Corp. – 7200 NW FRONT AVE | Rank-Order Curve Graphs | Stormwater | Total PAHs | Total | 0.5 |  | 0.5 | ug/l | WR67 |  | Data from original version of charts; RI data |  | Calculated
11540 | 5 | Siltronic Corp. – 7200 NW FRONT AVE | Rank-Order Curve Graphs | Stormwater | Total PAHs | Total | 0.7 |  | 0.7 | ug/l | WR67 |  | Data from original version of charts; RI data |  | Calculated
11428 | 5 | Siltronic Corp. – 7200 NW FRONT AVE | Rank-Order Curve Graphs | Stormwater | Total PAHs | Total | 1 |  | 1 | ug/l | WR67 |  | Data from original version of charts; RI data |  | Calculated
12018 | 5 | ARKEMA, Inc. – 6400 NW Front Ave. | Rank-Order Curve Graphs | Stormwater | Total PAHs | Total | 0.048 |  | 0.048 | ug/l | WR96 |  | Data from original version of charts; RI data |  | Calculated
11990 | 5 | ARKEMA, Inc. – 6400 NW Front Ave. | Rank-Order Curve Graphs | Stormwater | Total PAHs | Total | 0.052 |  | 0.052 | ug/l | WR96 |  | Data from original version of charts; RI data |  | Calculated
11953 | 5 | ARKEMA, Inc. – 6400 NW Front Ave. | Rank-Order Curve Graphs | Stormwater | Total PAHs | Total | 0.072 |  | 0.072 | ug/l | WR96 |  | Data from original version of charts; RI data |  | Calculated
11894 | 5 | ARKEMA, Inc. – 6400 NW Front Ave. | Rank-Order Curve Graphs | Stormwater | Total PAHs | Total | 0.11 |  | 0.11 | ug/l | WR96 |  | Data from original version of charts; RI data |  | Calculated
11251 | 5 | GASCO – 7900 NW SAINT HELENS RD | Rank-Order Curve Graphs | Stormwater | Total PAHs | Total | 2 |  | 2 | ug/l | WR107 |  | Data from original version of charts; RI data |  | Calculated
11144 | 5 | GASCO – 7900 NW SAINT HELENS RD | Rank-Order Curve Graphs | Stormwater | Total PAHs | Total | 3.4 |  | 3.4 | ug/l | WR107 |  | Data from original version of charts; RI data |  | Calculated
10216 | 5 | McCall Oil – 5550 NW Front Ave. | Rank-Order Curve Graphs | Stormwater | Total PAHs | Total | 0.551 |  | 0.551 | ug/l | S-3W | 2000-12-15 | Data from original version of charts; ECSI data |  | Calculated
10215 | 5 | McCall Oil – 5550 NW Front Ave. | Rank-Order Curve Graphs | Stormwater | Total PAHs | Total | 1.659 |  | 1.659 | ug/l | S-4W | 2000-12-15 | Data from original version of charts; ECSI data |  | Calculated
10212 | 5 | McCall Oil – 5550 NW Front Ave. | Rank-Order Curve Graphs | Stormwater | Total PAHs | Total | 0.247 |  | 0.247 | ug/l | S-1W | 2000-12-20 | Data from original version of charts; ECSI data |  | Calculated
10209 | 5 | McCall Oil – 5550 NW Front Ave. | Rank-Order Curve Graphs | Stormwater | Total PAHs | Total | 0.988 |  | 0.988 | ug/l | S-2W | 2000-12-20 | Data from original version of charts; ECSI data |  | Calculated
10202 | 5 | McCall Oil – 5550 NW Front Ave. | Rank-Order Curve Graphs | Stormwater | Total PAHs | Total | 0.078 |  | 0.078 | ug/l | S-1W | 2002-03-06 | Data from original version of charts; ECSI data |  | Calculated
10201 | 5 | McCall Oil – 5550 NW Front Ave. | Rank-Order Curve Graphs | Stormwater | Total PAHs | Total | 0.124 |  | 0.124 | ug/l | S-3W | 2002-03-06 | Data from original version of charts; ECSI data |  | Calculated
10200 | 5 | McCall Oil – 5550 NW Front Ave. | Rank-Order Curve Graphs | Stormwater | Total PAHs | Total | 0.129 |  | 0.129 | ug/l | S-2W | 2002-03-06 | Data from original version of charts; ECSI data |  | Calculated
10183 | 5 | McCall Oil – 5550 NW Front Ave. | Rank-Order Curve Graphs | Stormwater | Total PAHs | Total | 0.428 |  | 0.428 | ug/l | S-4W | 2002-04-09 | Data from original version of charts; ECSI data |  | Calculated
10110 | 5 | McCall Oil – 5550 NW Front Ave. | Rank-Order Curve Graphs | Stormwater | Total PAHs | Total | 0.129 |  | 0.129 | ug/l | S-4W | 2005-04-07 | Data from original version of charts; ECSI data |  | Calculated
10173 | 5 | McCall Oil – 5550 NW Front Ave. | Rank-Order Curve Graphs | Stormwater | Total PAHs | Total | 0.134 |  | 0.134 | ug/l | S-3W | 2005-04-07 | Data from original version of charts; ECSI data |  | Calculated
10108 | 5 | McCall Oil – 5550 NW Front Ave. | Rank-Order Curve Graphs | Stormwater | Total PAHs | Total | 0.21 |  | 0.21 | ug/l | S-2W | 2005-04-07 | Data from original version of charts; ECSI data |  | Calculated
10168 | 5 | McCall Oil – 5550 NW Front Ave. | Rank-Order Curve Graphs | Stormwater | Total PAHs | Total | 1.582 |  | 1.582 | ug/l | S-1W | 2005-04-07 | Data from original version of charts; ECSI data |  | Calculated
9880 | 5 | Siltronic Corp. – 7200 NW FRONT AVE | Rank-Order Curve Graphs | Stormwater | Total PAHs | Total | 0.057 |  | 0.057 | ug/l | North | 2006-11-02 | Data from original version of charts; ECSI data |  | Calculated
9870 | 5 | Siltronic Corp. – 7200 NW FRONT AVE | Rank-Order Curve Graphs | Stormwater | Total PAHs | Total | 1.82 |  | 1.82 | ug/l | South | 2006-11-02 | Data from original version of charts; ECSI data |  | Calculated
9866 | 5 | Siltronic Corp. – 7200 NW FRONT AVE | Rank-Order Curve Graphs | Stormwater | Total PAHs | Total | 4.671 |  | 4.671 | ug/l | East | 2006-11-02 | Data from original version of charts; ECSI data |  | Calculated
9747 | 5 | Siltronic Corp. – 7200 NW FRONT AVE | Rank-Order Curve Graphs | Stormwater | Total PAHs | Total | 0.977 | < | 0.977 | ug/l | East | 2007-02-14 | Data from original version of charts; ECSI data |  | Calculated
9750 | 5 | Siltronic Corp. – 7200 NW FRONT AVE | Rank-Order Curve Graphs | Stormwater | Total PAHs | Total | 0.4723 |  | 0.4723 | ug/l | North | 2007-02-14 | Data from original version of charts; ECSI data |  | Calculated
9744 | 5 | Siltronic Corp. – 7200 NW FRONT AVE | Rank-Order Curve Graphs | Stormwater | Total PAHs | Total | 2.17 |  | 2.17 | ug/l | South | 2007-02-14 | Data from original version of charts; ECSI data |  | Calculated
9734 | 5 | ARKEMA, Inc. – 6400 NW Front Ave. | Rank-Order Curve Graphs | Stormwater | Total PAHs | Total | 0.02362 |  | 0.02362 | ug/l | OF-2, 702 | 2007-02-15 | Data from original version of charts; ECSI data |  | Calculated
9733 | 5 | ARKEMA, Inc. – 6400 NW Front Ave. | Rank-Order Curve Graphs | Stormwater | Total PAHs | Total | 0.07715 |  | 0.07715 | ug/l | OF-1, 701 | 2007-02-15 | Data from original version of charts; ECSI data |  | Calculated
9732 | 5 | ARKEMA, Inc. – 6400 NW Front Ave. | Rank-Order Curve Graphs | Stormwater | Total PAHs | Total | 0.07835 |  | 0.07835 | ug/l | OF-4, 705 | 2007-02-15 | Data from original version of charts; ECSI data |  | Calculated
9731 | 5 | ARKEMA, Inc. – 6400 NW Front Ave. | Rank-Order Curve Graphs | Stormwater | Total PAHs | Total | 0.0826 |  | 0.0826 | ug/l | OF-3, 704 | 2007-02-15 | Data from original version of charts; ECSI data |  | Calculated
9726 | 5 | ARKEMA, Inc. – 6400 NW Front Ave. | Rank-Order Curve Graphs | Stormwater | Total PAHs | Total | 0.02345 |  | 0.02345 | ug/l | OF-2, 702 | 2007-03-02 | Data from original version of charts; ECSI data |  | Calculated
9725 | 5 | ARKEMA, Inc. – 6400 NW Front Ave. | Rank-Order Curve Graphs | Stormwater | Total PAHs | Total | 0.03356 |  | 0.03356 | ug/l | OF-4, 705 | 2007-03-02 | Data from original version of charts; ECSI data |  | Calculated
9724 | 5 | ARKEMA, Inc. – 6400 NW Front Ave. | Rank-Order Curve Graphs | Stormwater | Total PAHs | Total | 0.06175 |  | 0.06175 | ug/l | OF-3, 703 | 2007-03-02 | Data from original version of charts; ECSI data |  | Calculated
9723 | 5 | ARKEMA, Inc. – 6400 NW Front Ave. | Rank-Order Curve Graphs | Stormwater | Total PAHs | Total | 0.06662 |  | 0.06662 | ug/l | OF-1, 701 | 2007-03-02 | Data from original version of charts; ECSI data |  | Calculated
9674 | 5 | ARKEMA, Inc. – 6400 NW Front Ave. | Rank-Order Curve Graphs | Stormwater | Total PAHs | Total | 0.08164 |  | 0.08164 | ug/l | OF-4, 705 | 2007-03-19 | Data from original version of charts; ECSI data |  | Calculated
9673 | 5 | ARKEMA, Inc. – 6400 NW Front Ave. | Rank-Order Curve Graphs | Stormwater | Total PAHs | Total | 0.08824 |  | 0.08824 | ug/l | OF-3, 703 | 2007-03-19 | Data from original version of charts; ECSI data |  | Calculated
9672 | 5 | ARKEMA, Inc. – 6400 NW Front Ave. | Rank-Order Curve Graphs | Stormwater | Total PAHs | Total | 0.09594 |  | 0.09594 | ug/l | OF-2, 702 | 2007-03-19 | Data from original version of charts; ECSI data |  | Calculated
9671 | 5 | ARKEMA, Inc. – 6400 NW Front Ave. | Rank-Order Curve Graphs | Stormwater | Total PAHs | Total | 0.14512 |  | 0.14512 | ug/l | OF-1, 701 | 2007-03-19 | Data from original version of charts; ECSI data |  | Calculated
114907 | 31 | GASCO – 7900 NW SAINT HELENS RD | 1200-Z | Stormwater | Total PAHs | Total | 2.029 |  | 2.029 | ug/l | WR-107 | 2007-03-26
11026 | 5 | GASCO – 7900 NW SAINT HELENS RD | Rank-Order Curve Graphs | Stormwater | Total PAHs | Total | 5.6 |  | 5.6 | ug/l | WR107 | 2007-04-08 | Data from original version of charts; RI data |  | Calculated
114908 | 31 | GASCO – 7900 NW SAINT HELENS RD | 1200-Z | Stormwater | Total PAHs | Total | 3.429 |  | 3.429 | ug/l | WR-107 | 2007-04-09
114909 | 31 | GASCO – 7900 NW SAINT HELENS RD | 1200-Z | Stormwater | Total PAHs | Total | 5.563 |  | 5.563 | ug/l | WR-107 | 2007-04-18
9581 | 5 | McCall Oil – 5550 NW Front Ave. | Rank-Order Curve Graphs | Stormwater | Total PAHs | Total | 0.0826 |  | 0.0826 | ug/l | S-3W | 2007-05-02 | Data from original version of charts; ECSI data |  | Calculated
9580 | 5 | McCall Oil – 5550 NW Front Ave. | Rank-Order Curve Graphs | Stormwater | Total PAHs | Total | 0.1065 |  | 0.1065 | ug/l | S-2W | 2007-05-02 | Data from original version of charts; ECSI data |  | Calculated
9570 | 5 | McCall Oil – 5550 NW Front Ave. | Rank-Order Curve Graphs | Stormwater | Total PAHs | Total | 0.285 |  | 0.285 | ug/l | S-4W | 2007-05-02 | Data from original version of charts; ECSI data |  | Calculated
114910 | 31 | GASCO – 7900 NW SAINT HELENS RD | 1200-Z | Stormwater | Total PAHs | Total | 12.05 |  | 12.05 | ug/l | WR-107 | 2007-05-21
9441 | 5 | ARKEMA, Inc. – 6400 NW Front Ave. | Rank-Order Curve Graphs | Stormwater | Total PAHs | Total | 1.3335 |  | 1.3335 | ug/l | OF-1, 701 | 2007-06-05 | Data from original version of charts; ECSI data |  | Calculated
9354 | 5 | McCall Oil – 5550 NW Front Ave. | Rank-Order Curve Graphs | Stormwater | Total PAHs | Total | 0.033 |  | 0.033 | ug/l | S-4W | 2007-11-12 | Data from original version of charts; ECSI data |  | Calculated
9353 | 5 | McCall Oil – 5550 NW Front Ave. | Rank-Order Curve Graphs | Stormwater | Total PAHs | Total | 0.05 |  | 0.05 | ug/l | S-3W | 2007-11-12 | Data from original version of charts; ECSI data |  | Calculated
9352 | 5 | McCall Oil – 5550 NW Front Ave. | Rank-Order Curve Graphs | Stormwater | Total PAHs | Total | 0.123 |  | 0.123 | ug/l | S-2W | 2007-11-12 | Data from original version of charts; ECSI data |  | Calculated
9338 | 5 | McCall Oil – 5550 NW Front Ave. | Rank-Order Curve Graphs | Stormwater | Total PAHs | Total | 0.554 |  | 0.554 | ug/l | S-1W | 2007-11-12 | Data from original version of charts; ECSI data |  | Calculated
8985 | 5 | Shell Oil Co. - Willbridge Plant – 5880 NW ST HELENS RD | Rank-Order Curve Graphs | Stormwater | Total PAHs | Total | 99.5591 |  | 99.5591 | ug/l | Shell CP | 2008-12-01
8974 | 5 | Shell Oil Co. - Willbridge Plant – 5880 NW ST HELENS RD | Rank-Order Curve Graphs | Stormwater | Total PAHs | Total | 114.5526 |  | 114.5526 | ug/l | Shell CP | 2008-12-12
8850 | 5 | Shell Oil Co. - Willbridge Plant – 5880 NW ST HELENS RD | Rank-Order Curve Graphs | Stormwater | Total PAHs | Total | 149.1629 |  | 149.1629 | ug/l | Shell CP | 2009-02-10
8741 | 5 | Shell Oil Co. - Willbridge Plant – 5880 NW ST HELENS RD | Rank-Order Curve Graphs | Stormwater | Total PAHs | Total | 131.16 |  | 131.16 | ug/l | Shell CP | 2009-02-23
8430 | 5 | GS Roofing – 6350 NW FRONT AVE | Rank-Order Curve Graphs | Stormwater | Total PAHs | Total | 0.19 | < | 0.19 | ug/l | OF-A | 2009-10-21 | Data from original version of charts; ECSI data |  | Calculated
8427 | 5 | GS Roofing – 6350 NW FRONT AVE | Rank-Order Curve Graphs | Stormwater | Total PAHs | Total | 0.227 |  | 0.227 | ug/l | OF-B | 2009-10-21 | Data from original version of charts; ECSI data |  | Calculated
8405 | 5 | GS Roofing – 6350 NW FRONT AVE | Rank-Order Curve Graphs | Stormwater | Total PAHs | Total | 0.19 | < | 0.19 | ug/l | OF-A | 2009-11-07 | Data from original version of charts; ECSI data |  | Calculated
8406 | 5 | GS Roofing – 6350 NW FRONT AVE | Rank-Order Curve Graphs | Stormwater | Total PAHs | Total | 0.0975 |  | 0.0975 | ug/l | OF-B | 2009-11-07 | Data from original version of charts; ECSI data |  | Calculated
114903 | 31 | GASCO – 7900 NW SAINT HELENS RD | 1200-Z | Stormwater | Total PAHs | Total | 11.34 |  | 11.34 | ug/l | WR-107 | 2009-11-09
114904 | 31 | GASCO – 7900 NW SAINT HELENS RD | 1200-Z | Stormwater | Total PAHs | Total | 3.3 |  | 3.3 | ug/l | WR-107 | 2009-11-20
114905 | 31 | GASCO – 7900 NW SAINT HELENS RD | 1200-Z | Stormwater | Total PAHs | Total | 56.125 |  | 56.125 | ug/l | WR-107 | 2010-02-10
8301 | 5 | GS Roofing – 6350 NW FRONT AVE | Rank-Order Curve Graphs | Stormwater | Total PAHs | Total | 0.1912 |  | 0.1912 | ug/l | OF-A | 2010-02-23 | Data from original version of charts; ECSI data |  | Calculated
8290 | 5 | GS Roofing – 6350 NW FRONT AVE | Rank-Order Curve Graphs | Stormwater | Total PAHs | Total | 1.532 |  | 1.532 | ug/l | OF-B | 2010-02-23 | Data from original version of charts; ECSI data |  | Calculated
114906 | 31 | GASCO – 7900 NW SAINT HELENS RD | 1200-Z | Stormwater | Total PAHs | Total | 4.005 |  | 4.005 | ug/l | WR-107 | 2010-04-02
8214 | 5 | GS Roofing – 6350 NW FRONT AVE | Rank-Order Curve Graphs | Stormwater | Total PAHs | Total | 0.19 | < | 0.19 | ug/l | OF-A | 2010-05-19 | Data from original version of charts; ECSI data |  | Calculated
8213 | 5 | GS Roofing – 6350 NW FRONT AVE | Rank-Order Curve Graphs | Stormwater | Total PAHs | Total | 0.192 | < | 0.192 | ug/l | OF-B | 2010-05-19 | Data from original version of charts; ECSI data |  | Calculated
8152 | 5 | McCall Oil – 5550 NW Front Ave. | Rank-Order Curve Graphs | Stormwater | Total PAHs | Total | 0.0207 |  | 0.0207 | ug/l | S-1W | 2010-05-25 | Data from original version of charts; ECSI data |  | Calculated
8147 | 5 | McCall Oil – 5550 NW Front Ave. | Rank-Order Curve Graphs | Stormwater | Total PAHs | Total | 0.0452 |  | 0.0452 | ug/l | S-4W | 2010-05-25 | Data from original version of charts; ECSI data |  | Calculated
8145 | 5 | McCall Oil – 5550 NW Front Ave. | Rank-Order Curve Graphs | Stormwater | Total PAHs | Total | 0.1175 |  | 0.1175 | ug/l | S-3W | 2010-05-25 | Data from original version of charts; ECSI data |  | Calculated
8144 | 5 | McCall Oil – 5550 NW Front Ave. | Rank-Order Curve Graphs | Stormwater | Total PAHs | Total | 0.1259 |  | 0.1259 | ug/l | S-2W | 2010-05-25 | Data from original version of charts; ECSI data |  | Calculated
8076 | 5 | McCall Oil – 5550 NW Front Ave. | Rank-Order Curve Graphs | Stormwater | Total PAHs | Total | 0.0436 |  | 0.0436 | ug/l | S-4W | 2010-06-03 | Data from original version of charts; ECSI data |  | Calculated
8075 | 5 | McCall Oil – 5550 NW Front Ave. | Rank-Order Curve Graphs | Stormwater | Total PAHs | Total | 0.0773 |  | 0.0773 | ug/l | S-3W | 2010-06-03 | Data from original version of charts; ECSI data |  | Calculated
8074 | 5 | McCall Oil – 5550 NW Front Ave. | Rank-Order Curve Graphs | Stormwater | Total PAHs | Total | 0.1199 |  | 0.1199 | ug/l | S-1W | 2010-06-03 | Data from original version of charts; ECSI data |  | Calculated
8071 | 5 | McCall Oil – 5550 NW Front Ave. | Rank-Order Curve Graphs | Stormwater | Total PAHs | Total | 0.4349 |  | 0.4349 | ug/l | S-2W | 2010-06-03 | Data from original version of charts; ECSI data |  | Calculated
7989 | 5 | Metro Central Transfer Station – 6161 NW 61ST AVE | Rank-Order Curve Graphs | Stormwater | Total PAHs | Total | 1.7465 |  | 1.7465 | ug/l | MH-16 | 2010-11-06 | Data added to charts 3/25/15 |  | Calculated
7920 | 5 | Metro Central Transfer Station – 6161 NW 61ST AVE | Rank-Order Curve Graphs | Stormwater | Total PAHs | Total | 0.1814 |  | 0.1814 | ug/l | MH-16 | 2010-11-17 | Data added to charts 3/25/15 |  | Calculated
7879 | 5 | Metro Central Transfer Station – 6161 NW 61ST AVE | Rank-Order Curve Graphs | Stormwater | Total PAHs | Total | 0.2522 |  | 0.2522 | ug/l | MH-16 | 2010-11-29 | Data added to charts 3/25/15 |  | Calculated
7846 | 5 | Metro Central Transfer Station – 6161 NW 61ST AVE | Rank-Order Curve Graphs | Stormwater | Total PAHs | Total | 0.3916 |  | 0.3916 | ug/l | MH-16 | 2011-02-12 | Data added to charts 3/25/15 |  | Calculated
7683 | 5 | Schnitzer Investment - Doane Lake/Air Liquide – 6529 NW FRONT AVE | Rank-Order Curve Graphs | Stormwater | Total PAHs | Total | 0.017011 |  | 0.017011 | ug/l | AMH1 | 2011-04-01 | Data added to charts 3/25/15 |  | Calculated
7671 | 5 | Schnitzer Investment - Doane Lake/Air Liquide – 6529 NW FRONT AVE | Rank-Order Curve Graphs | Stormwater | Total PAHs | Total | 0.16902 |  | 0.16902 | ug/l | MH17 | 2011-04-01 | Data added to charts 3/25/15 |  | Calculated
7670 | 5 | Schnitzer Investment - Doane Lake/Air Liquide – 6529 NW FRONT AVE | Rank-Order Curve Graphs | Stormwater | Total PAHs | Total | 0.2086 |  | 0.2086 | ug/l | SEEP | 2011-04-01 | Data added to charts 3/25/15 |  | Calculated
7665 | 5 | Schnitzer Investment - Doane Lake/Air Liquide – 6529 NW FRONT AVE | Rank-Order Curve Graphs | Stormwater | Total PAHs | Total | 0.83002 |  | 0.83002 | ug/l | OF22 | 2011-04-01 | Data added to charts 3/25/15 |  | Calculated
7660 | 5 | Schnitzer Investment - Doane Lake/Air Liquide – 6529 NW FRONT AVE | Rank-Order Curve Graphs | Stormwater | Total PAHs | Total | 1.2887 |  | 1.2887 | ug/l | CCB1 | 2011-04-01 | Data added to charts 3/25/15 |  | Calculated
7567 | 5 | Schnitzer Investment - Doane Lake/Air Liquide – 6529 NW FRONT AVE | Rank-Order Curve Graphs | Stormwater | Total PAHs | Total | 0.0722 |  | 0.0722 | ug/l | AMH1 | 2011-04-14 | Data added to charts 3/25/15 |  | Calculated
7422 | 5 | Schnitzer Investment - Doane Lake/Air Liquide – 6529 NW FRONT AVE | Rank-Order Curve Graphs | Stormwater | Total PAHs | Total | 0.024 |  | 0.024 | ug/l | MH17 | 2011-05-11 | Data added to charts 3/25/15 |  | Calculated
7419 | 5 | Schnitzer Investment - Doane Lake/Air Liquide – 6529 NW FRONT AVE | Rank-Order Curve Graphs | Stormwater | Total PAHs | Total | 0.0297 |  | 0.0297 | ug/l | ALRO | 2011-05-11 | Data added to charts 3/25/15 |  | Calculated
7415 | 5 | Schnitzer Investment - Doane Lake/Air Liquide – 6529 NW FRONT AVE | Rank-Order Curve Graphs | Stormwater | Total PAHs | Total | 0.043 |  | 0.043 | ug/l | CCB1 | 2011-05-11 | Data added to charts 3/25/15 |  | Calculated
7414 | 5 | Schnitzer Investment - Doane Lake/Air Liquide – 6529 NW FRONT AVE | Rank-Order Curve Graphs | Stormwater | Total PAHs | Total | 0.0479 |  | 0.0479 | ug/l | SEEP | 2011-05-11 | Data added to charts 3/25/15 |  | Calculated
7412 | 5 | Schnitzer Investment - Doane Lake/Air Liquide – 6529 NW FRONT AVE | Rank-Order Curve Graphs | Stormwater | Total PAHs | Total | 0.0565 |  | 0.0565 | ug/l | OF22 | 2011-05-11 | Data added to charts 3/25/15 |  | Calculated
7410 | 5 | Schnitzer Investment - Doane Lake/Air Liquide – 6529 NW FRONT AVE | Rank-Order Curve Graphs | Stormwater | Total PAHs | Total | 0.0693 |  | 0.0693 | ug/l | AMH1 | 2011-05-11 | Data added to charts 3/25/15 |  | Calculated
7354 | 5 | Schnitzer Investment - Doane Lake/Air Liquide – 6529 NW FRONT AVE | Rank-Order Curve Graphs | Stormwater | Total PAHs | Total | 0.0293 |  | 0.0293 | ug/l | MH17 | 2011-05-26 | Data added to charts 3/25/15 |  | Calculated
7353 | 5 | Schnitzer Investment - Doane Lake/Air Liquide – 6529 NW FRONT AVE | Rank-Order Curve Graphs | Stormwater | Total PAHs | Total | 0.0383 |  | 0.0383 | ug/l | CCB1 | 2011-05-26 | Data added to charts 3/25/15 |  | Calculated
7351 | 5 | Schnitzer Investment - Doane Lake/Air Liquide – 6529 NW FRONT AVE | Rank-Order Curve Graphs | Stormwater | Total PAHs | Total | 0.053 |  | 0.053 | ug/l | ALRO | 2011-05-26 | Data added to charts 3/25/15 |  | Calculated
7349 | 5 | Schnitzer Investment - Doane Lake/Air Liquide – 6529 NW FRONT AVE | Rank-Order Curve Graphs | Stormwater | Total PAHs | Total | 0.0614 |  | 0.0614 | ug/l | AMH1 | 2011-05-26 | Data added to charts 3/25/15 |  | Calculated
7343 | 5 | Schnitzer Investment - Doane Lake/Air Liquide – 6529 NW FRONT AVE | Rank-Order Curve Graphs | Stormwater | Total PAHs | Total | 0.1017 |  | 0.1017 | ug/l | SEEP | 2011-05-26 | Data added to charts 3/25/15 |  | Calculated
111289 | 27 | Oregon Department of Transportation(ODOT) | Source Control Data | Stormwater | Total PAHs | Total | 0.411 |  | 0.411 | ug/l | WR-205 | 2012-02-08
6642 | 5 | Metro Central Transfer Station – 6161 NW 61ST AVE | Rank-Order Curve Graphs | Stormwater | Total PAHs | Total | 0.058 |  | 0.058 | ug/l | CB-2hw | 2012-06-07 | Data added to charts 3/25/15 |  | Calculated
6634 | 5 | Metro Central Transfer Station – 6161 NW 61ST AVE | Rank-Order Curve Graphs | Stormwater | Total PAHs | Total | 0.129 |  | 0.129 | ug/l | CB-2 | 2012-06-07 | Data added to charts 3/25/15 |  | Calculated
6629 | 5 | Metro Central Transfer Station – 6161 NW 61ST AVE | Rank-Order Curve Graphs | Stormwater | Total PAHs | Total | 0.1944 |  | 0.1944 | ug/l | CB-13A | 2012-06-07 | Data added to charts 3/25/15 |  | Calculated
6619 | 5 | Metro Central Transfer Station – 6161 NW 61ST AVE | Rank-Order Curve Graphs | Stormwater | Total PAHs | Total | 0.36 |  | 0.36 | ug/l | MH-16 | 2012-06-07 | Data added to charts 3/25/15 |  | Calculated
6616 | 5 | Metro Central Transfer Station – 6161 NW 61ST AVE | Rank-Order Curve Graphs | Stormwater | Total PAHs | Total | 0.4877 |  | 0.4877 | ug/l | CB-12 | 2012-06-07 | Data added to charts 3/25/15 |  | Calculated
6614 | 5 | Metro Central Transfer Station – 6161 NW 61ST AVE | Rank-Order Curve Graphs | Stormwater | Total PAHs | Total | 0.5525 |  | 0.5525 | ug/l | MH-9 | 2012-06-07 | Data added to charts 3/25/15 |  | Calculated
6613 | 5 | Metro Central Transfer Station – 6161 NW 61ST AVE | Rank-Order Curve Graphs | Stormwater | Total PAHs | Total | 0.606 |  | 0.606 | ug/l | CB-10 | 2012-06-07 | Data added to charts 3/25/15 |  | Calculated
6450 | 5 | Metro Central Transfer Station – 6161 NW 61ST AVE | Rank-Order Curve Graphs | Stormwater | Total PAHs | Total | 0.021 |  | 0.021 | ug/l | MH-9 | 2012-10-30 | Data added to charts 3/25/15 |  | Calculated
6449 | 5 | Metro Central Transfer Station – 6161 NW 61ST AVE | Rank-Order Curve Graphs | Stormwater | Total PAHs | Total | 0.024 |  | 0.024 | ug/l | CB-12 | 2012-10-30 | Data added to charts 3/25/15 |  | Calculated
6439 | 5 | Metro Central Transfer Station – 6161 NW 61ST AVE | Rank-Order Curve Graphs | Stormwater | Total PAHs | Total | 0.063 |  | 0.063 | ug/l | CB-10 | 2012-10-30 | Data added to charts 3/25/15 |  | Calculated
6438 | 5 | Metro Central Transfer Station – 6161 NW 61ST AVE | Rank-Order Curve Graphs | Stormwater | Total PAHs | Total | 0.068 |  | 0.068 | ug/l | CB-2 | 2012-10-30 | Data added to charts 3/25/15 |  | Calculated
6436 | 5 | Metro Central Transfer Station – 6161 NW 61ST AVE | Rank-Order Curve Graphs | Stormwater | Total PAHs | Total | 0.085 |  | 0.085 | ug/l | CB-2hw | 2012-10-30 | Data added to charts 3/25/15 |  | Calculated
6435 | 5 | Metro Central Transfer Station – 6161 NW 61ST AVE | Rank-Order Curve Graphs | Stormwater | Total PAHs | Total | 0.089 |  | 0.089 | ug/l | MH-16 | 2012-10-30 | Data added to charts 3/25/15 |  | Calculated
6163 | 5 | Metro Central Transfer Station – 6161 NW 61ST AVE | Rank-Order Curve Graphs | Stormwater | Total PAHs | Total | 0.0787 |  | 0.0787 | ug/l | CB-13A | 2012-12-11 | Data added to charts 3/25/15 |  | Calculated
6156 | 5 | Metro Central Transfer Station – 6161 NW 61ST AVE | Rank-Order Curve Graphs | Stormwater | Total PAHs | Total | 0.167 |  | 0.167 | ug/l | CB-2hw | 2012-12-11 | Data added to charts 3/25/15 |  | Calculated
6154 | 5 | Metro Central Transfer Station – 6161 NW 61ST AVE | Rank-Order Curve Graphs | Stormwater | Total PAHs | Total | 0.19 |  | 0.19 | ug/l | CB-12 | 2012-12-11 | Data added to charts 3/25/15 |  | Calculated
6153 | 5 | Metro Central Transfer Station – 6161 NW 61ST AVE | Rank-Order Curve Graphs | Stormwater | Total PAHs | Total | 0.208 |  | 0.208 | ug/l | CB-2 | 2012-12-11 | Data added to charts 3/25/15 |  | Calculated
6151 | 5 | Metro Central Transfer Station – 6161 NW 61ST AVE | Rank-Order Curve Graphs | Stormwater | Total PAHs | Total | 0.3363 |  | 0.3363 | ug/l | MH-16 | 2012-12-11 | Data added to charts 3/25/15 |  | Calculated
6139 | 5 | Metro Central Transfer Station – 6161 NW 61ST AVE | Rank-Order Curve Graphs | Stormwater | Total PAHs | Total | 0.7477 |  | 0.7477 | ug/l | CB-10 | 2012-12-11 | Data added to charts 3/25/15 |  | Calculated
6121 | 5 | Metro Central Transfer Station – 6161 NW 61ST AVE | Rank-Order Curve Graphs | Stormwater | Total PAHs | Total | 2.296 |  | 2.296 | ug/l | MH-9 | 2012-12-11 | Data added to charts 3/25/15 |  | Calculated
5923 | 5 | Metro Central Transfer Station – 6161 NW 61ST AVE | Rank-Order Curve Graphs | Stormwater | Total PAHs | Total | 0.336 |  | 0.336 | ug/l | MH-9 | 2013-03-05 | Data added to charts 3/25/15 |  | Calculated
5910 | 5 | Metro Central Transfer Station – 6161 NW 61ST AVE | Rank-Order Curve Graphs | Stormwater | Total PAHs | Total | 0.623 |  | 0.623 | ug/l | MH-16 | 2013-03-05 | Data added to charts 3/25/15 |  | Calculated
5902 | 5 | Metro Central Transfer Station – 6161 NW 61ST AVE | Rank-Order Curve Graphs | Stormwater | Total PAHs | Total | 0.97 |  | 0.97 | ug/l | CB-12 | 2013-03-05 | Data added to charts 3/25/15 |  | Calculated
5898 | 5 | Metro Central Transfer Station – 6161 NW 61ST AVE | Rank-Order Curve Graphs | Stormwater | Total PAHs | Total | 1.068 |  | 1.068 | ug/l | CB-10 | 2013-03-05 | Data added to charts 3/25/15 |  | Calculated
5894 | 5 | Metro Central Transfer Station – 6161 NW 61ST AVE | Rank-Order Curve Graphs | Stormwater | Total PAHs | Total | 1.36 |  | 1.36 | ug/l | CB-2 | 2013-03-05 | Data added to charts 3/25/15 |  | Calculated
111246 | 27 | Oregon Department of Transportation(ODOT) | Source Control Data | Stormwater | Total PAHs | Total | 0.2 | < | 0.2 | ug/l | OF-22C-A | 2013-11-05
5218 | 5 | GS Roofing – 6350 NW FRONT AVE | Rank-Order Curve Graphs | Stormwater | Total PAHs | Total | 0.243 |  | 0.243 | ug/l | Outfall A | 2013-11-07 | Data added to charts 3/25/15 |  | Calculated
5217 | 5 | GS Roofing – 6350 NW FRONT AVE | Rank-Order Curve Graphs | Stormwater | Total PAHs | Total | 0.669 |  | 0.669 | ug/l | Outfall C | 2013-11-07 | Data added to charts 3/25/15 |  | Calculated
111301 | 27 | Oregon Department of Transportation(ODOT) | Source Control Data | Stormwater | Total PAHs | Total | 0.22 |  | 0.22 | ug/l | OF-22C-A | 2013-11-16
111275 | 27 | Oregon Department of Transportation(ODOT) | Source Control Data | Stormwater | Total PAHs | Total | 0.758 |  | 0.758 | ug/l | OF-22C-A | 2013-11-19
4701 | 5 | GS Roofing – 6350 NW FRONT AVE | Rank-Order Curve Graphs | Stormwater | Total PAHs | Total | 0.1033 |  | 0.1033 | ug/l | Outfall C | 2014-01-08 | Data added to charts 3/25/15 |  | Calculated
4699 | 5 | GS Roofing – 6350 NW FRONT AVE | Rank-Order Curve Graphs | Stormwater | Total PAHs | Total | 0.12 |  | 0.12 | ug/l | Outfall B | 2014-01-08 | Data added to charts 3/25/15 |  | Calculated
4694 | 5 | GS Roofing – 6350 NW FRONT AVE | Rank-Order Curve Graphs | Stormwater | Total PAHs | Total | 0.238 |  | 0.238 | ug/l | Outfall A | 2014-01-08 | Data added to charts 3/25/15 |  | Calculated
114945 | 33 | Schnitzer Investment - Doane Lake/Air Liquide – 6529 NW FRONT AVE | 1200-Z | Stormwater | Total PAHs | Total | 0.952 | < | 0.000952 | ug/l | 01 | 2014-10-17 16:35
115093 | 33 | MCCALL MARINE TERMINAL – 5480 NW FRONT AVE | 1200-Z | Stormwater | Total PAHs | Total | 0.98 | < | 0.00098 | ug/l | 01 | 2014-10-22 10:45
115101 | 33 | Metro Central Transfer Station – 6161 NW 61ST AVE | 1200-Z | Stormwater | Total PAHs | Total | 0.952 | < | 0.000952 | ug/l | 01 | 2014-10-22 11:05
115125 | 33 | Unocal - Willbridge Terminal – 5528 NW DOANE AVE | 1200-Z | Stormwater | Total PAHs | Total | 0.057 | < | 5.7e-05 | ug/l | 04 | 2014-10-22 12:00
115123 | 33 | Unocal - Willbridge Terminal – 5528 NW DOANE AVE | 1200-Z | Stormwater | Total PAHs | Total | 0.056 | < | 5.6e-05 | ug/l | 02 | 2014-10-22 12:20
115121 | 33 | Unocal - Willbridge Terminal – 5528 NW DOANE AVE | 1200-Z | Stormwater | Total PAHs | Total | 0.053 | < | 5.3e-05 | ug/l | 01 | 2014-10-22 12:40
115172 | 33 | US Army COE - Portland Moorings – 8010 NW SAINT HELENS RD | 1200-Z | Stormwater | Total PAHs | Total | 0.048 | < | 4.8e-05 | ug/l | 01 | 2014-10-31 08:00
115174 | 33 | US Army COE - Portland Moorings – 8010 NW SAINT HELENS RD | 1200-Z | Stormwater | Total PAHs | Total | 0.049 | < | 4.9e-05 | ug/l | 02 | 2014-10-31 08:00
3578 | 5 | GS Roofing – 6350 NW FRONT AVE | Rank-Order Curve Graphs | Stormwater | Total PAHs | Total | 0.122 |  | 0.122 | ug/l | Outfall C | 2014-11-21 | Data added to charts 3/25/15 |  | Calculated
3577 | 5 | GS Roofing – 6350 NW FRONT AVE | Rank-Order Curve Graphs | Stormwater | Total PAHs | Total | 0.127 |  | 0.127 | ug/l | Outfall B | 2014-11-21 | Data added to charts 3/25/15 |  | Calculated
3572 | 5 | GS Roofing – 6350 NW FRONT AVE | Rank-Order Curve Graphs | Stormwater | Total PAHs | Total | 0.729 |  | 0.729 | ug/l | Outfall A | 2014-11-21 | Data added to charts 3/25/15 |  | Calculated
115039 | 33 | GS Roofing – 6350 NW FRONT AVE | 1200-Z | Stormwater | Total PAHs | Total | 0.079 |  | 7.9e-05 | ug/l | C | 2014-11-21 12:29
115041 | 33 | GS Roofing – 6350 NW FRONT AVE | 1200-Z | Stormwater | Total PAHs | Total | 0.651 |  | 0.000651 | ug/l | A | 2014-11-21 13:00
115040 | 33 | GS Roofing – 6350 NW FRONT AVE | 1200-Z | Stormwater | Total PAHs | Total | 0.096 |  | 9.6e-05 | ug/l | CB-1 | 2014-11-21 13:17
115173 | 33 | US Army COE - Portland Moorings – 8010 NW SAINT HELENS RD | 1200-Z | Stormwater | Total PAHs | Total | 0.052 | < | 5.2e-05 | ug/l | 01 | 2014-12-05 08:30
115175 | 33 | US Army COE - Portland Moorings – 8010 NW SAINT HELENS RD | 1200-Z | Stormwater | Total PAHs | Total | 0.052 | < | 5.2e-05 | ug/l | 02 | 2014-12-05 08:50
114946 | 33 | Schnitzer Investment - Doane Lake/Air Liquide – 6529 NW FRONT AVE | 1200-Z | Stormwater | Total PAHs | Total | 0.952 | < | 0.000952 | ug/l | 01 | 2015-01-15 19:55
115102 | 33 | Metro Central Transfer Station – 6161 NW 61ST AVE | 1200-Z | Stormwater | Total PAHs | Total | 0.98 | < | 0.00098 | ug/l | 01 | 2015-02-05 15:50
115122 | 33 | Unocal - Willbridge Terminal – 5528 NW DOANE AVE | 1200-Z | Stormwater | Total PAHs | Total | 0.5 | < | 0.0005 | ug/l | 01 | 2015-02-09 13:50
115124 | 33 | Unocal - Willbridge Terminal – 5528 NW DOANE AVE | 1200-Z | Stormwater | Total PAHs | Total | 0.5 | < | 0.0005 | ug/l | 02 | 2015-02-09 14:12
115126 | 33 | Unocal - Willbridge Terminal – 5528 NW DOANE AVE | 1200-Z | Stormwater | Total PAHs | Total | 0.6 | < | 0.0006 | ug/l | 04 | 2015-02-09 14:24
115094 | 33 | MCCALL MARINE TERMINAL – 5480 NW FRONT AVE | 1200-Z | Stormwater | Total PAHs | Total | 9.62 | < | 0.00962 | ug/l | 01 | 2015-03-25 08:00
115042 | 33 | GS Roofing – 6350 NW FRONT AVE | 1200-Z | Stormwater | Total PAHs | Total | 36.1178 |  | 0.036118 | ug/l | A | 2015-04-03 12:55
115037 | 33 | GS Roofing – 6350 NW FRONT AVE | 1200-Z | Stormwater | Total PAHs | Total | 0.25 | < | 0.00025 | ug/l | CB-1 | 2015-04-03 13:10
115038 | 33 | GS Roofing – 6350 NW FRONT AVE | 1200-Z | Stormwater | Total PAHs | Total | 0.016 |  | 1.6e-05 | ug/l | C | 2015-04-03 13:25
115340 | 34 | Unocal - Willbridge Terminal – 5528 NW DOANE AVE | 1200-Z | Stormwater | Total PAHs | Total | 2 | < | 0.002 | ug/l | 01 | 2015-10-30 08:15
115330 | 34 | Metro Central Transfer Station – 6161 NW 61ST AVE | 1200-Z | Stormwater | Total PAHs | Total | 0.952 | < | 0.000952 | ug/l | 01 | 2015-10-30 11:35
115341 | 34 | Unocal - Willbridge Terminal – 5528 NW DOANE AVE | 1200-Z | Stormwater | Total PAHs | Total | 1 |  | 0.001 | ug/l | 04 | 2015-10-30 12:10
115278 | 34 | Schnitzer Investment - Doane Lake/Air Liquide – 6529 NW FRONT AVE | 1200-Z | Stormwater | Total PAHs | Total | 0.962 | < | 0.000962 | ug/l | 01 | 2015-11-07 12:40
115328 | 34 | MCCALL MARINE TERMINAL – 5480 NW FRONT AVE | 1200-Z | Stormwater | Total PAHs | Total | 0.381 | < | 0.000381 | ug/l | 01 | 2015-11-17 14:30
115279 | 34 | Schnitzer Investment - Doane Lake/Air Liquide – 6529 NW FRONT AVE | 1200-Z | Stormwater | Total PAHs | Total | 0.943 | < | 0.000943 | ug/l | 01 | 2016-01-12 13:40
115342 | 34 | Unocal - Willbridge Terminal – 5528 NW DOANE AVE | 1200-Z | Stormwater | Total PAHs | Total | 2 | < | 0.002 | ug/l | 01 | 2016-01-17 07:00
115343 | 34 | Unocal - Willbridge Terminal – 5528 NW DOANE AVE | 1200-Z | Stormwater | Total PAHs | Total | 2 | < | 0.002 | ug/l | 04 | 2016-01-17 08:00
115329 | 34 | MCCALL MARINE TERMINAL – 5480 NW FRONT AVE | 1200-Z | Stormwater | Total PAHs | Total | 0.952 | < | 0.000952 | ug/l | 01 | 2016-01-19 13:05
115331 | 34 | Metro Central Transfer Station – 6161 NW 61ST AVE | 1200-Z | Stormwater | Total PAHs | Total | 0.99 | < | 0.00099 | ug/l | 01 | 2016-02-03 15:20
115120 | 33 | Unocal - Willbridge Terminal – 5528 NW DOANE AVE | 1200-Z | Stormwater | Total PAHs | Total | 0.675 | < | 0.000675 | ug/l | 01 | 2016-10-15 19:15
115092 | 33 | MCCALL MARINE TERMINAL – 5480 NW FRONT AVE | 1200-Z | Stormwater | Total PAHs | Total | 0.962 | < | 0.000962 | ug/l | 01 | 2016-11-05 15:15
115117 | 33 | Unocal - Willbridge Terminal – 5528 NW DOANE AVE | 1200-Z | Stormwater | Total PAHs | Total | 0.01 | < |  | ug/l | 03 | 2016-11-14 17:30
115116 | 33 | Unocal - Willbridge Terminal – 5528 NW DOANE AVE | 1200-Z | Stormwater | Total PAHs | Total | 0.01 | < | 1e-05 | ug/l | 02 | 2016-11-14 17:50
115119 | 33 | Unocal - Willbridge Terminal – 5528 NW DOANE AVE | 1200-Z | Stormwater | Total PAHs | Total | 0.1 | < | 0.0001 | ug/l | 04 | 2016-11-15 04:40
115100 | 33 | Metro Central Transfer Station – 6161 NW 61ST AVE | 1200-Z | Stormwater | Total PAHs | Total | 0.971 | < | 0.000971 | ug/l | 01 | 2016-11-22 16:30
114982 | 33 | Chevron - Willbridge Distribution Terminal – 5531 NW DOANE AVE | 1200-Z | Stormwater | Total PAHs | Total | 4 | < | 0.004 | ug/l | 01 | 2016-12-13 11:30
114983 | 33 | Chevron - Willbridge Distribution Terminal – 5531 NW DOANE AVE | 1200-Z | Stormwater | Total PAHs | Total | 0.11 |  | 0.00011 | ug/l | 02 | 2016-12-13 11:40
114987 | 33 | Chevron - Willbridge Distribution Terminal – 5531 NW DOANE AVE | 1200-Z | Stormwater | Total PAHs | Total | 3.68 |  | 0.00368 | ug/l | 03 | 2016-12-13 11:50
114985 | 33 | Chevron - Willbridge Distribution Terminal – 5531 NW DOANE AVE | 1200-Z | Stormwater | Total PAHs | Total | 0.7559 |  | 0.0007559 | ug/l | 03 | 2016-12-29 09:30
115091 | 33 | MCCALL MARINE TERMINAL – 5480 NW FRONT AVE | 1200-Z | Stormwater | Total PAHs | Total | 0.935 | < | 0.000935 | ug/l | 01 | 2017-02-05 11:25
115128 | 33 | Unocal - Willbridge Terminal – 5528 NW DOANE AVE | 1200-Z | Stormwater | Total PAHs | Total | 0.328 |  | 0.000328 | ug/l | 03 | 2017-02-08 07:00
115127 | 33 | Unocal - Willbridge Terminal – 5528 NW DOANE AVE | 1200-Z | Stormwater | Total PAHs | Total | 0.254 |  | 0.000254 | ug/l | 02 | 2017-02-08 07:30
115118 | 33 | Unocal - Willbridge Terminal – 5528 NW DOANE AVE | 1200-Z | Stormwater | Total PAHs | Total | 0.01 | < | 1e-05 | ug/l | 04 | 2017-02-08 08:00
115115 | 33 | Unocal - Willbridge Terminal – 5528 NW DOANE AVE | 1200-Z | Stormwater | Total PAHs | Total | 0.01 | < | 1e-05 | ug/l | 01 | 2017-02-08 08:20
114984 | 33 | Chevron - Willbridge Distribution Terminal – 5531 NW DOANE AVE | 1200-Z | Stormwater | Total PAHs | Total | 0.41 |  | 0.00041 | ug/l | 01 | 2017-02-08 14:00 |  |  |  | Data from original version of charts; ECSI data | Calculated
114986 | 33 | Chevron - Willbridge Distribution Terminal – 5531 NW DOANE AVE | 1200-Z | Stormwater | Total PAHs | Total | 2.81 |  | 0.00281 | ug/l | 02 | 2017-02-08 14:10 |  |  |  | Data from original version of charts; ECSI data | Calculated
114988 | 33 | Chevron - Willbridge Distribution Terminal – 5531 NW DOANE AVE | 1200-Z | Stormwater | Total PAHs | Total | 5.3 |  | 0.0053 | ug/l | 03 | 2017-02-08 14:30 |  |  |  | Data from original version of charts; ECSI data | Calculated
114989 | 33 | Chevron - Willbridge Distribution Terminal – 5531 NW DOANE AVE | 1200-Z | Stormwater | Total PAHs | Total | 0.943 | < | 0.000943 | ug/l | MP-3 | 2017-02-15 18:50 |  |  |  | Data from original version of charts; ECSI data | Calculated
115099 | 33 | Metro Central Transfer Station – 6161 NW 61ST AVE | 1200-Z | Stormwater | Total PAHs | Total | 0.935 | < | 0.000935 | ug/l | 01 | 2017-04-12 08:35

## TSS
ECSI # | Site Name | Number of Total Data Points Available | Percentage of Total |  |  | Year | Average | Number of data
183 | Siltronic Corporation | 34 | 8.6076 |  |  | Pre 2010 | 14433.5088 | 57
398 | Arkema | 32 | 8.1013 |  |  | 2010 | 21558.6957 | 23 |  | Average 2012-2017 | 37809.0764
done | City of Portland (22,22c,22-B): Some areas have sample points taken by ODOT | NA | NA |  |  | 2011 | 18000 | 1
117 | GS Roofing | 43 | 10.8861 |  |  | 2012 | 64041.8182 | 55
155 | Rhone Poulenc: | NA | A |  |  | 2013 | 41779.6296 | 81
| Most water infiltrated or goes to treatment facility, some runs off at Metro and NW 61st and is of concern | NA | NA |  |  | 2014 | 26447.8261 | 69
49 | Gould | NA | NA |  |  | 2015 | 37922.449 | 49
395 | Schnitzer Investment - Doane Lake/Air Liquide – 6529 NW FRONT AVE | 17 | 4.3038 |  |  | 2016 | 24041.6667 | 36
1398 | Metro Central Transfer Station | 56 | 14.1772 |  |  | 2017 | 17375 | 24
1096/160 | Kinder Morgan/Shell | 22 | 5.5696
25 | Chevron - Willbridge Distribution Terminal – 5531 NW DOANE AVE | 36 | 9.1139
177 | Conoco Phillips/Unocal | 60 | 15.1899
| McCall Marine Terminal | 20 | 5.0633
134 | McCall Oil | 8 | 2.0253
| ODOT (of-22A,of 22c-a,wr-205,wr 206) | 3 | 0.75949
84 and 2348 | Gasco | 22 | 5.5696
1641 | US Army COE - Portland Moorings – 8010 NW SAINT HELENS RD | 21 | 5.3165
| Willbrdige Bulk Fuel Area | 21 | 5.3165
| Total | 395
RecordID | DataFileID | Facility | Project | Medium | Analyte | FractionAnalyzed | Micrograms per liter | Result_LessOrGreaterThan | ResultValue | Units | SampleCollectionLocation | SampleCollectionDate
10311 | 5 | Siltronic Corp. – 7200 NW FRONT AVE | Rank-Order Curve Graphs | Stormwater | Total Suspended Solids | Total | 14000 |  | 14000 | ug/l | WR67 | Pre 2010
10306 | 5 | Siltronic Corp. – 7200 NW FRONT AVE | Rank-Order Curve Graphs | Stormwater | Total Suspended Solids | Total | 15000 |  | 15000 | ug/l | WR67 | Pre 2010
10297 | 5 | Siltronic Corp. – 7200 NW FRONT AVE | Rank-Order Curve Graphs | Stormwater | Total Suspended Solids | Total | 22000 |  | 22000 | ug/l | WR67 | Pre 2010
10276 | 5 | Siltronic Corp. – 7200 NW FRONT AVE | Rank-Order Curve Graphs | Stormwater | Total Suspended Solids | Total | 49000 |  | 49000 | ug/l | WR67 | Pre 2010
10268 | 5 | Siltronic Corp. – 7200 NW FRONT AVE | Rank-Order Curve Graphs | Stormwater | Total Suspended Solids | Total | 59000 |  | 59000 | ug/l | WR67 | Pre 2010
10328 | 5 | Siltronic Corp. – 7200 NW FRONT AVE | Rank-Order Curve Graphs | Stormwater | Total Suspended Solids | Total | 6000 |  | 6000 | ug/l | WR67 | Pre 2010
10315 | 5 | ARKEMA, Inc. – 6400 NW Front Ave. | Rank-Order Curve Graphs | Stormwater | Total Suspended Solids | Total | 11000 |  | 11000 | ug/l | WR96 | Pre 2010
10303 | 5 | ARKEMA, Inc. – 6400 NW Front Ave. | Rank-Order Curve Graphs | Stormwater | Total Suspended Solids | Total | 18000 |  | 18000 | ug/l | WR96 | Pre 2010
10299 | 5 | ARKEMA, Inc. – 6400 NW Front Ave. | Rank-Order Curve Graphs | Stormwater | Total Suspended Solids | Total | 20000 |  | 20000 | ug/l | WR96 | Pre 2010
10331 | 5 | ARKEMA, Inc. – 6400 NW Front Ave. | Rank-Order Curve Graphs | Stormwater | Total Suspended Solids | Total | 5000 |  | 5000 | ug/l | WR96 | Pre 2010
10327 | 5 | ARKEMA, Inc. – 6400 NW Front Ave. | Rank-Order Curve Graphs | Stormwater | Total Suspended Solids | Total | 6000 |  | 6000 | ug/l | WR96 | Pre 2010
10320 | 5 | GASCO – 7900 NW SAINT HELENS RD | Rank-Order Curve Graphs | Stormwater | Total Suspended Solids | Total | 10000 |  | 10000 | ug/l | WR107 | Pre 2010
10301 | 5 | GASCO – 7900 NW SAINT HELENS RD | Rank-Order Curve Graphs | Stormwater | Total Suspended Solids | Total | 20000 |  | 20000 | ug/l | WR107 | Pre 2010
10292 | 5 | GASCO – 7900 NW SAINT HELENS RD | Rank-Order Curve Graphs | Stormwater | Total Suspended Solids | Total | 26000 |  | 26000 | ug/l | WR107 | Pre 2010
10290 | 5 | GASCO – 7900 NW SAINT HELENS RD | Rank-Order Curve Graphs | Stormwater | Total Suspended Solids | Total | 28000 |  | 28000 | ug/l | WR107 | Pre 2010
10284 | 5 | GASCO – 7900 NW SAINT HELENS RD | Rank-Order Curve Graphs | Stormwater | Total Suspended Solids | Total | 36000 |  | 36000 | ug/l | WR107 | Pre 2010
9730 | 5 | ARKEMA, Inc. – 6400 NW Front Ave. | Rank-Order Curve Graphs | Stormwater | Total Suspended Solids | Total | 2000 | < | 2000 | ug/l | OF-1, 701 | 2007-02-15
9729 | 5 | ARKEMA, Inc. – 6400 NW Front Ave. | Rank-Order Curve Graphs | Stormwater | Total Suspended Solids | Total | 2000 | < | 2000 | ug/l | OF-2, 702 | 2007-02-15
9728 | 5 | ARKEMA, Inc. – 6400 NW Front Ave. | Rank-Order Curve Graphs | Stormwater | Total Suspended Solids | Total | 2200 |  | 2200 | ug/l | OF-3, 704 | 2007-02-15
9727 | 5 | ARKEMA, Inc. – 6400 NW Front Ave. | Rank-Order Curve Graphs | Stormwater | Total Suspended Solids | Total | 3200 |  | 3200 | ug/l | OF-4, 705 | 2007-02-15
9722 | 5 | ARKEMA, Inc. – 6400 NW Front Ave. | Rank-Order Curve Graphs | Stormwater | Total Suspended Solids | Total | 2000 | < | 2000 | ug/l | OF-2, 702 | 2007-03-02
9721 | 5 | ARKEMA, Inc. – 6400 NW Front Ave. | Rank-Order Curve Graphs | Stormwater | Total Suspended Solids | Total | 2000 | < | 2000 | ug/l | OF-3, 703 | 2007-03-02
9720 | 5 | ARKEMA, Inc. – 6400 NW Front Ave. | Rank-Order Curve Graphs | Stormwater | Total Suspended Solids | Total | 2000 | < | 2000 | ug/l | OF-4, 705 | 2007-03-02
9719 | 5 | ARKEMA, Inc. – 6400 NW Front Ave. | Rank-Order Curve Graphs | Stormwater | Total Suspended Solids | Total | 3200 |  | 3200 | ug/l | OF-1, 701 | 2007-03-02
9670 | 5 | ARKEMA, Inc. – 6400 NW Front Ave. | Rank-Order Curve Graphs | Stormwater | Total Suspended Solids | Total | 3000 |  | 3000 | ug/l | OF-2, 702 | 2007-03-19
9669 | 5 | ARKEMA, Inc. – 6400 NW Front Ave. | Rank-Order Curve Graphs | Stormwater | Total Suspended Solids | Total | 3800 |  | 3800 | ug/l | OF-4, 705 | 2007-03-19
9668 | 5 | ARKEMA, Inc. – 6400 NW Front Ave. | Rank-Order Curve Graphs | Stormwater | Total Suspended Solids | Total | 5100 |  | 5100 | ug/l | OF-3, 703 | 2007-03-19
9667 | 5 | ARKEMA, Inc. – 6400 NW Front Ave. | Rank-Order Curve Graphs | Stormwater | Total Suspended Solids | Total | 8200 |  | 8200 | ug/l | OF-1, 701 | 2007-03-19
114919 | 31 | GASCO – 7900 NW SAINT HELENS RD | 1200-Z | Stormwater | Total Suspended Solids | Total | 10000 |  | 10 | mg/L | WR-107 | 2007-03-26
114920 | 31 | GASCO – 7900 NW SAINT HELENS RD | 1200-Z | Stormwater | Total Suspended Solids | Total | 20000 |  | 20 | mg/L | WR-107 | 2007-04-09
114921 | 31 | GASCO – 7900 NW SAINT HELENS RD | 1200-Z | Stormwater | Total Suspended Solids | Total | 28000 |  | 28 | mg/L | WR-107 | 2007-04-18
114922 | 31 | GASCO – 7900 NW SAINT HELENS RD | 1200-Z | Stormwater | Total Suspended Solids | Total | 36000 |  | 36 | mg/L | WR-107 | 2007-05-03
114923 | 31 | GASCO – 7900 NW SAINT HELENS RD | 1200-Z | Stormwater | Total Suspended Solids | Total | 26000 |  | 26 | mg/L | WR-107 | 2007-05-21
9425 | 5 | ARKEMA, Inc. – 6400 NW Front Ave. | Rank-Order Curve Graphs | Stormwater | Total Suspended Solids | Total | 57600 |  | 57600 | ug/l | OF-1, 701 | 2007-06-05
9210 | 5 | Willbridge Bulk Fuel Area – NW Doane Ave. | Rank-Order Curve Graphs | Stormwater | Total Suspended Solids | Total | 3000 | < | 3000 | ug/l | MH-A | 2008-01-12
9209 | 5 | Willbridge Bulk Fuel Area – NW Doane Ave. | Rank-Order Curve Graphs | Stormwater | Total Suspended Solids | Total | 3000 | < | 3000 | ug/l | MH-E | 2008-01-12
9208 | 5 | Willbridge Bulk Fuel Area – NW Doane Ave. | Rank-Order Curve Graphs | Stormwater | Total Suspended Solids | Total | 3000 | < | 3000 | ug/l | MH-L | 2008-01-12
9207 | 5 | Willbridge Bulk Fuel Area – NW Doane Ave. | Rank-Order Curve Graphs | Stormwater | Total Suspended Solids | Total | 3000 | < | 3000 | ug/l | MTD | 2008-01-12
9171 | 5 | Willbridge Bulk Fuel Area – NW Doane Ave. | Rank-Order Curve Graphs | Stormwater | Total Suspended Solids | Total | 3000 | < | 3000 | ug/l | MHE | 2008-01-14
9170 | 5 | Willbridge Bulk Fuel Area – NW Doane Ave. | Rank-Order Curve Graphs | Stormwater | Total Suspended Solids | Total | 71300 |  | 71300 | ug/l | MTD | 2008-01-14
9090 | 5 | Willbridge Bulk Fuel Area – NW Doane Ave. | Rank-Order Curve Graphs | Stormwater | Total Suspended Solids | Total | 11600 |  | 11600 | ug/l | MTD | 2008-03-28
9089 | 5 | Willbridge Bulk Fuel Area – NW Doane Ave. | Rank-Order Curve Graphs | Stormwater | Total Suspended Solids | Total | 12000 |  | 12000 | ug/l | MH-A | 2008-03-28
9088 | 5 | Willbridge Bulk Fuel Area – NW Doane Ave. | Rank-Order Curve Graphs | Stormwater | Total Suspended Solids | Total | 15200 |  | 15200 | ug/l | MH-L | 2008-03-28
9091 | 5 | Willbridge Bulk Fuel Area – NW Doane Ave. | Rank-Order Curve Graphs | Stormwater | Total Suspended Solids | Total | 4000 |  | 4000 | ug/l | MH-E | 2008-03-28
9062 | 5 | Willbridge Bulk Fuel Area – NW Doane Ave. | Rank-Order Curve Graphs | Stormwater | Total Suspended Solids | Total | 14400 |  | 14400 | ug/l | MH-E | 2008-05-23
9063 | 5 | Willbridge Bulk Fuel Area – NW Doane Ave. | Rank-Order Curve Graphs | Stormwater | Total Suspended Solids | Total | 7600 |  | 7600 | ug/l | MH-A | 2008-05-23
9037 | 5 | Willbridge Bulk Fuel Area – NW Doane Ave. | Rank-Order Curve Graphs | Stormwater | Total Suspended Solids | Total | 5200 |  | 5200 | ug/l | MH-L | 2008-06-03
8984 | 5 | Shell Oil Co. - Willbridge Plant – 5880 NW ST HELENS RD | Rank-Order Curve Graphs | Stormwater | Total Suspended Solids | Total | 5000 | < | 5000 | ug/l | Shell CP | 2008-12-01
8973 | 5 | Shell Oil Co. - Willbridge Plant – 5880 NW ST HELENS RD | Rank-Order Curve Graphs | Stormwater | Total Suspended Solids | Total | 5000 | < | 5000 | ug/l | Shell CP | 2008-12-12
8849 | 5 | Shell Oil Co. - Willbridge Plant – 5880 NW ST HELENS RD | Rank-Order Curve Graphs | Stormwater | Total Suspended Solids | Total | 6000 |  | 6000 | ug/l | Shell CP | 2009-02-10
8730 | 5 | Shell Oil Co. - Willbridge Plant – 5880 NW ST HELENS RD | Rank-Order Curve Graphs | Stormwater | Total Suspended Solids | Total | 5000 | < | 5000 | ug/l | Shell CP | 2009-02-23
8407 | 5 | GS Roofing – 6350 NW FRONT AVE | Rank-Order Curve Graphs | Stormwater | Total Suspended Solids | Total | 10000 |  | 10000 | ug/l | OF-A | 2009-10-21
8408 | 5 | GS Roofing – 6350 NW FRONT AVE | Rank-Order Curve Graphs | Stormwater | Total Suspended Solids | Total | 6860 |  | 6860 | ug/l | OF-B | 2009-10-21
8384 | 5 | GS Roofing – 6350 NW FRONT AVE | Rank-Order Curve Graphs | Stormwater | Total Suspended Solids | Total | 10000 | < | 10000 | ug/l | OF-A | 2009-11-07
8383 | 5 | GS Roofing – 6350 NW FRONT AVE | Rank-Order Curve Graphs | Stormwater | Total Suspended Solids | Total | 30000 |  | 30000 | ug/l | OF-B | 2009-11-07
114924 | 31 | GASCO – 7900 NW SAINT HELENS RD | 1200-Z | Stormwater | Total Suspended Solids | Total | 8000 |  | 8 | mg/L | WR-107 | 2009-11-09
114925 | 31 | GASCO – 7900 NW SAINT HELENS RD | 1200-Z | Stormwater | Total Suspended Solids | Total | 19250 |  | 19.25 | mg/L | WR-107 | 2009-11-20
114926 | 31 | GASCO – 7900 NW SAINT HELENS RD | 1200-Z | Stormwater | Total Suspended Solids | Total | 9750 |  | 9.75 | mg/L | WR-107 | 2010-02-10
8279 | 5 | GS Roofing – 6350 NW FRONT AVE | Rank-Order Curve Graphs | Stormwater | Total Suspended Solids | Total | 60000 |  | 60000 | ug/l | OF-A | 2010-02-23
8278 | 5 | GS Roofing – 6350 NW FRONT AVE | Rank-Order Curve Graphs | Stormwater | Total Suspended Solids | Total | 60000 |  | 60000 | ug/l | OF-B | 2010-02-23
8255 | 5 | Willbridge Bulk Fuel Area – NW Doane Ave. | Rank-Order Curve Graphs | Stormwater | Total Suspended Solids | Total | 10000 | < | 10000 | ug/l | OUTFALL 003 | 2010-03-09
8254 | 5 | Willbridge Bulk Fuel Area – NW Doane Ave. | Rank-Order Curve Graphs | Stormwater | Total Suspended Solids | Total | 20000 |  | 20000 | ug/l | OUTFALL 001 | 2010-03-09
114927 | 31 | GASCO – 7900 NW SAINT HELENS RD | 1200-Z | Stormwater | Total Suspended Solids | Total | 9250 |  | 9.25 | mg/L | WR-107 | 2010-04-02
8219 | 5 | Willbridge Bulk Fuel Area – NW Doane Ave. | Rank-Order Curve Graphs | Stormwater | Total Suspended Solids | Total | 10000 |  | 10000 | ug/l | OUTFALL 003 | 2010-04-26
8218 | 5 | Willbridge Bulk Fuel Area – NW Doane Ave. | Rank-Order Curve Graphs | Stormwater | Total Suspended Solids | Total | 30000 |  | 30000 | ug/l | OUTFALL 001 | 2010-04-26
8178 | 5 | GS Roofing – 6350 NW FRONT AVE | Rank-Order Curve Graphs | Stormwater | Total Suspended Solids | Total | 20000 |  | 20000 | ug/l | OF-A | 2010-05-19
8177 | 5 | GS Roofing – 6350 NW FRONT AVE | Rank-Order Curve Graphs | Stormwater | Total Suspended Solids | Total | 70000 |  | 70000 | ug/l | OF-B | 2010-05-19
8119 | 5 | McCall Oil – 5550 NW Front Ave. | Rank-Order Curve Graphs | Stormwater | Total Suspended Solids | Total | 11300 |  | 11300 | ug/l | S-2W | 2010-05-25
8118 | 5 | McCall Oil – 5550 NW Front Ave. | Rank-Order Curve Graphs | Stormwater | Total Suspended Solids | Total | 13600 |  | 13600 | ug/l | S-3W | 2010-05-25
8117 | 5 | McCall Oil – 5550 NW Front Ave. | Rank-Order Curve Graphs | Stormwater | Total Suspended Solids | Total | 17500 |  | 17500 | ug/l | S-4W | 2010-05-25
8120 | 5 | McCall Oil – 5550 NW Front Ave. | Rank-Order Curve Graphs | Stormwater | Total Suspended Solids | Total | 4520 |  | 4520 | ug/l | S-1W | 2010-05-25
8045 | 5 | McCall Oil – 5550 NW Front Ave. | Rank-Order Curve Graphs | Stormwater | Total Suspended Solids | Total | 15300 | < | 15300 | ug/l | S-4W | 2010-06-03
8048 | 5 | McCall Oil – 5550 NW Front Ave. | Rank-Order Curve Graphs | Stormwater | Total Suspended Solids | Total | 5600 |  | 5600 | ug/l | S-3W | 2010-06-03
8047 | 5 | McCall Oil – 5550 NW Front Ave. | Rank-Order Curve Graphs | Stormwater | Total Suspended Solids | Total | 6570 |  | 6570 | ug/l | S-1W | 2010-06-03
8046 | 5 | McCall Oil – 5550 NW Front Ave. | Rank-Order Curve Graphs | Stormwater | Total Suspended Solids | Total | 8460 |  | 8460 | ug/l | S-2W | 2010-06-03
7997 | 5 | Willbridge Bulk Fuel Area – NW Doane Ave. | Rank-Order Curve Graphs | Stormwater | Total Suspended Solids | Total | 10000 | < | 10000 | ug/l | OUTFALL 001 | 2010-11-01
7996 | 5 | Willbridge Bulk Fuel Area – NW Doane Ave. | Rank-Order Curve Graphs | Stormwater | Total Suspended Solids | Total | 23000 |  | 23000 | ug/l | OUTFALL 003 | 2010-11-01
7982 | 5 | Metro Central Transfer Station – 6161 NW 61ST AVE | Rank-Order Curve Graphs | Stormwater | Total Suspended Solids | Total | 39000 |  | 39000 | ug/l | MH-16 | 2010-11-06
7898 | 5 | Metro Central Transfer Station – 6161 NW 61ST AVE | Rank-Order Curve Graphs | Stormwater | Total Suspended Solids | Total | 14000 | < | 14000 | ug/l | MH-16 | 2010-11-17
7870 | 5 | Metro Central Transfer Station – 6161 NW 61ST AVE | Rank-Order Curve Graphs | Stormwater | Total Suspended Solids | Total | 28000 |  | 28000 | ug/l | MH-16 | 2010-11-29
7821 | 5 | Metro Central Transfer Station – 6161 NW 61ST AVE | Rank-Order Curve Graphs | Stormwater | Total Suspended Solids | Total | 18000 |  | 18000 | ug/l | MH-16 | 2011-02-12
6511 | 5 | Metro Central Transfer Station – 6161 NW 61ST AVE | Rank-Order Curve Graphs | Stormwater | Total Suspended Solids | Total | 139000 |  | 139000 | ug/l | CB-13A | 2012-06-07
6510 | 5 | Metro Central Transfer Station – 6161 NW 61ST AVE | Rank-Order Curve Graphs | Stormwater | Total Suspended Solids | Total | 160000 |  | 160000 | ug/l | CB-10 | 2012-06-07
6517 | 5 | Metro Central Transfer Station – 6161 NW 61ST AVE | Rank-Order Curve Graphs | Stormwater | Total Suspended Solids | Total | 27000 |  | 27000 | ug/l | CB-2hw | 2012-06-07
6508 | 5 | Metro Central Transfer Station – 6161 NW 61ST AVE | Rank-Order Curve Graphs | Stormwater | Total Suspended Solids | Total | 448000 |  | 448000 | ug/l | CB-12 | 2012-06-07
6515 | 5 | Metro Central Transfer Station – 6161 NW 61ST AVE | Rank-Order Curve Graphs | Stormwater | Total Suspended Solids | Total | 45000 |  | 45000 | ug/l | MH-16 | 2012-06-07
6513 | 5 | Metro Central Transfer Station – 6161 NW 61ST AVE | Rank-Order Curve Graphs | Stormwater | Total Suspended Solids | Total | 70000 |  | 70000 | ug/l | MH-9 | 2012-06-07
6512 | 5 | Metro Central Transfer Station – 6161 NW 61ST AVE | Rank-Order Curve Graphs | Stormwater | Total Suspended Solids | Total | 74000 |  | 74000 | ug/l | CB-2 | 2012-06-07
23591 | 7 | Shell Oil Co. - Willbridge Plant – 5880 NW ST HELENS RD | 1200-Z | Stormwater | Total Suspended Solids | Total | 92000 |  | 92000 | ug/l | T140 | 2012-07-18
23483 | 7 | GS Roofing – 6350 NW FRONT AVE | 1200-Z | Stormwater | Total Suspended Solids | Total | 5000 | < | 5000 | ug/l | C | 2012-10-15
23518 | 7 | GS Roofing – 6350 NW FRONT AVE | 1200-Z | Stormwater | Total Suspended Solids | Total | 10000 |  | 10000 | ug/l | CB-1 | 2012-10-15
23516 | 7 | GS Roofing – 6350 NW FRONT AVE | 1200-Z | Stormwater | Total Suspended Solids | Total | 19000 |  | 19000 | ug/l | A | 2012-10-15
23458 | 7 | GASCO – 7900 NW SAINT HELENS RD | 1200-Z | Stormwater | Total Suspended Solids | Total | 2400 |  | 2400 | ug/l | 1 | 2012-10-16
23270 | 7 | Metro Central Transfer Station – 6161 NW 61ST AVE | 1200-Z | Stormwater | Total Suspended Solids | Total | 36000 |  | 36000 | ug/l | 1 | 2012-10-22
23272 | 7 | MCCALL MARINE TERMINAL – 5480 NW FRONT AVE | 1200-Z | Stormwater | Total Suspended Solids | Total | 12200 |  | 12200 | ug/l | 1 | 2012-10-22
22979 | 7 | Metro Central Transfer Station – 6161 NW 61ST AVE | 1200-Z | Stormwater | Total Suspended Solids | Total | 25700 |  | 25700 | ug/l | 1 | 2012-10-29
22126 | 7 | GS Roofing – 6350 NW FRONT AVE | 1200-Z | Stormwater | Total Suspended Solids | Total | 4850 | < | 4850 | ug/l | CB-1 | 2012-10-30
22114 | 7 | GS Roofing – 6350 NW FRONT AVE | 1200-Z | Stormwater | Total Suspended Solids | Total | 5000 | < | 5000 | ug/l | C | 2012-10-30
22721 | 7 | GS Roofing – 6350 NW FRONT AVE | 1200-Z | Stormwater | Total Suspended Solids | Total | 198000 |  | 198000 | ug/l | A | 2012-10-30
6364 | 5 | Metro Central Transfer Station – 6161 NW 61ST AVE | Rank-Order Curve Graphs | Stormwater | Total Suspended Solids | Total | 17300 |  | 17300 | ug/l | CB-2 | 2012-10-30
6363 | 5 | Metro Central Transfer Station – 6161 NW 61ST AVE | Rank-Order Curve Graphs | Stormwater | Total Suspended Solids | Total | 21300 |  | 21300 | ug/l | MH-9 | 2012-10-30
6362 | 5 | Metro Central Transfer Station – 6161 NW 61ST AVE | Rank-Order Curve Graphs | Stormwater | Total Suspended Solids | Total | 25700 |  | 25700 | ug/l | MH-16 | 2012-10-30
6361 | 5 | Metro Central Transfer Station – 6161 NW 61ST AVE | Rank-Order Curve Graphs | Stormwater | Total Suspended Solids | Total | 33300 |  | 33300 | ug/l | CB-10 | 2012-10-30
6366 | 5 | Metro Central Transfer Station – 6161 NW 61ST AVE | Rank-Order Curve Graphs | Stormwater | Total Suspended Solids | Total | 3900 |  | 3900 | ug/l | CB-12 | 2012-10-30
6365 | 5 | Metro Central Transfer Station – 6161 NW 61ST AVE | Rank-Order Curve Graphs | Stormwater | Total Suspended Solids | Total | 8600 |  | 8600 | ug/l | CB-2hw | 2012-10-30
21722 | 7 | Schnitzer Investment - Doane Lake/Air Liquide – 6529 NW FRONT AVE | 1200-Z | Stormwater | Total Suspended Solids | Total | 18000 |  | 18000 | ug/l | 1 | 2012-11-12
21725 | 7 | MCCALL MARINE TERMINAL – 5480 NW FRONT AVE | 1200-Z | Stormwater | Total Suspended Solids | Total | 10800 |  | 10800 | ug/l | 1 | 2012-11-12
21463 | 7 | Siltronic Corp. – 7200 NW FRONT AVE | 1200-Z | Stormwater | Total Suspended Solids | Total | 10750 |  | 10750 | ug/l | 1 | 2012-11-17
21465 | 7 | Siltronic Corp. – 7200 NW FRONT AVE | 1200-Z | Stormwater | Total Suspended Solids | Total | 7000 |  | 7000 | ug/l | 3 | 2012-11-17
21461 | 7 | Shell Oil Co. - Willbridge Plant – 5880 NW ST HELENS RD | 1200-Z | Stormwater | Total Suspended Solids | Total | 34000 |  | 34000 | ug/l | 3 | 2012-11-17
20911 | 7 | Unocal - Willbridge Terminal – 5528 NW DOANE AVE | 1200-Z | Stormwater | Total Suspended Solids | Total | 12000 |  | 12000 | ug/l | 2 | 2012-11-19
20909 | 7 | Unocal - Willbridge Terminal – 5528 NW DOANE AVE | 1200-Z | Stormwater | Total Suspended Solids | Total | 17000 |  | 17000 | ug/l | 1 | 2012-11-19
20914 | 7 | Unocal - Willbridge Terminal – 5528 NW DOANE AVE | 1200-Z | Stormwater | Total Suspended Solids | Total | 8000 |  | 8000 | ug/l | 4 | 2012-11-19
20917 | 7 | GASCO – 7900 NW SAINT HELENS RD | 1200-Z | Stormwater | Total Suspended Solids | Total | 2800 |  | 2800 | ug/l | 1 | 2012-11-19
20062 | 7 | Unocal - Willbridge Terminal – 5528 NW DOANE AVE | 1200-Z | Stormwater | Total Suspended Solids | Total | 5000 |  | 5000 | ug/l | 1 | 2012-12-04
20061 | 7 | Unocal - Willbridge Terminal – 5528 NW DOANE AVE | 1200-Z | Stormwater | Total Suspended Solids | Total | 5000 |  | 5000 | ug/l | 4 | 2012-12-04
20058 | 7 | Unocal - Willbridge Terminal – 5528 NW DOANE AVE | 1200-Z | Stormwater | Total Suspended Solids | Total | 7000 |  | 7000 | ug/l | 2 | 2012-12-04
19647 | 7 | Chevron - Willbridge Distribution Terminal – 5531 NW DOANE AVE | 1200-Z | Stormwater | Total Suspended Solids | Total | 4000 | < | 4000 | ug/l | 1 | 2012-12-06
19648 | 7 | Chevron - Willbridge Distribution Terminal – 5531 NW DOANE AVE | 1200-Z | Stormwater | Total Suspended Solids | Total | 4000 | < | 4000 | ug/l | 2 | 2012-12-06
19480 | 7 | Siltronic Corp. – 7200 NW FRONT AVE | 1200-Z | Stormwater | Total Suspended Solids | Total | 1750 |  | 1750 | ug/l | 3 | 2012-12-11
19469 | 7 | Siltronic Corp. – 7200 NW FRONT AVE | 1200-Z | Stormwater | Total Suspended Solids | Total | 17750 |  | 17750 | ug/l | 1 | 2012-12-11
19464 | 7 | Schnitzer Investment - Doane Lake/Air Liquide – 6529 NW FRONT AVE | 1200-Z | Stormwater | Total Suspended Solids | Total | 69000 |  | 69000 | ug/l | 1 | 2012-12-11
6059 | 5 | Metro Central Transfer Station – 6161 NW 61ST AVE | Rank-Order Curve Graphs | Stormwater | Total Suspended Solids | Total | 106000 |  | 106000 | ug/l | CB-10 | 2012-12-11
6058 | 5 | Metro Central Transfer Station – 6161 NW 61ST AVE | Rank-Order Curve Graphs | Stormwater | Total Suspended Solids | Total | 118000 |  | 118000 | ug/l | CB-2 | 2012-12-11
19461 | 7 | Metro Central Transfer Station – 6161 NW 61ST AVE | 1200-Z | Stormwater | Total Suspended Solids | Total | 122000 |  | 122000 | ug/l | 1 | 2012-12-11
6057 | 5 | Metro Central Transfer Station – 6161 NW 61ST AVE | Rank-Order Curve Graphs | Stormwater | Total Suspended Solids | Total | 122000 |  | 122000 | ug/l | MH-16 | 2012-12-11
6055 | 5 | Metro Central Transfer Station – 6161 NW 61ST AVE | Rank-Order Curve Graphs | Stormwater | Total Suspended Solids | Total | 279000 |  | 279000 | ug/l | CB-2hw | 2012-12-11
6053 | 5 | Metro Central Transfer Station – 6161 NW 61ST AVE | Rank-Order Curve Graphs | Stormwater | Total Suspended Solids | Total | 334000 |  | 334000 | ug/l | MH-9 | 2012-12-11
6060 | 5 | Metro Central Transfer Station – 6161 NW 61ST AVE | Rank-Order Curve Graphs | Stormwater | Total Suspended Solids | Total | 39200 |  | 39200 | ug/l | CB-13A | 2012-12-11
6052 | 5 | Metro Central Transfer Station – 6161 NW 61ST AVE | Rank-Order Curve Graphs | Stormwater | Total Suspended Solids | Total | 544000 |  | 544000 | ug/l | CB-12 | 2012-12-11
19080 | 7 | Shell Oil Co. - Willbridge Plant – 5880 NW ST HELENS RD | 1200-Z | Stormwater | Total Suspended Solids | Total | 6000 |  | 6000 | ug/l | 3 | 2012-12-14
18874 | 7 | Metro Central Transfer Station – 6161 NW 61ST AVE | 1200-Z | Stormwater | Total Suspended Solids | Total | 100000 |  | 100000 | ug/l | 1 | 2012-12-17
18883 | 7 | US Army COE - Portland Moorings – 8010 NW SAINT HELENS RD | 1200-Z | Stormwater | Total Suspended Solids | Total | 6500 |  | 6500 | ug/l | 2 | 2012-12-17
18882 | 7 | US Army COE - Portland Moorings – 8010 NW SAINT HELENS RD | 1200-Z | Stormwater | Total Suspended Solids | Total | 8500 |  | 8500 | ug/l | 1 | 2012-12-17
18183 | 7 | Chevron - Willbridge Distribution Terminal – 5531 NW DOANE AVE | 1200-Z | Stormwater | Total Suspended Solids | Total | 10000 | < | 10000 | ug/l | 2 | 2012-12-24
18226 | 7 | Chevron - Willbridge Distribution Terminal – 5531 NW DOANE AVE | 1200-Z | Stormwater | Total Suspended Solids | Total | 10000 |  | 10000 | ug/l | 1 | 2012-12-24
17944 | 7 | GS Roofing – 6350 NW FRONT AVE | 1200-Z | Stormwater | Total Suspended Solids | Total | 18000 |  | 18000 | ug/l | CB-1 | 2013-01-23
17943 | 7 | GS Roofing – 6350 NW FRONT AVE | 1200-Z | Stormwater | Total Suspended Solids | Total | 22000 |  | 22000 | ug/l | C | 2013-01-23
17941 | 7 | GS Roofing – 6350 NW FRONT AVE | 1200-Z | Stormwater | Total Suspended Solids | Total | 48000 |  | 48000 | ug/l | A | 2013-01-23
17822 | 7 | Shell Oil Co. - Willbridge Plant – 5880 NW ST HELENS RD | 1200-Z | Stormwater | Total Suspended Solids | Total | 18000 |  | 18000 | ug/l | 3 | 2013-01-25
17774 | 7 | MCCALL MARINE TERMINAL – 5480 NW FRONT AVE | 1200-Z | Stormwater | Total Suspended Solids | Total | 10300 |  | 10300 | ug/l | 1 | 2013-01-28
17668 | 7 | GASCO – 7900 NW SAINT HELENS RD | 1200-Z | Stormwater | Total Suspended Solids | Total | 2500 |  | 2500 | ug/l | 1 | 2013-01-29
17489 | 7 | Unocal - Willbridge Terminal – 5528 NW DOANE AVE | 1200-Z | Stormwater | Total Suspended Solids | Total | 5000 | < | 5000 | ug/l | 4 | 2013-02-19
17557 | 7 | Unocal - Willbridge Terminal – 5528 NW DOANE AVE | 1200-Z | Stormwater | Total Suspended Solids | Total | 9000 |  | 9000 | ug/l | 1 | 2013-02-19
17556 | 7 | Unocal - Willbridge Terminal – 5528 NW DOANE AVE | 1200-Z | Stormwater | Total Suspended Solids | Total | 9000 |  | 9000 | ug/l | 2 | 2013-02-19
17470 | 7 | Shell Oil Co. - Willbridge Plant – 5880 NW ST HELENS RD | 1200-Z | Stormwater | Total Suspended Solids | Total | 20000 |  | 20000 | ug/l | 3 | 2013-02-21
17165 | 7 | Siltronic Corp. – 7200 NW FRONT AVE | 1200-Z | Stormwater | Total Suspended Solids | Total | 20250 |  | 20250 | ug/l | 3 | 2013-02-22
17158 | 7 | Siltronic Corp. – 7200 NW FRONT AVE | 1200-Z | Stormwater | Total Suspended Solids | Total | 31250 |  | 31250 | ug/l | 1 | 2013-02-22
17144 | 7 | Siltronic Corp. – 7200 NW FRONT AVE | 1200-Z | Stormwater | Total Suspended Solids | Total | 76250 |  | 76250 | ug/l | 2 | 2013-02-22
5950 | 5 | Willbridge Bulk Fuel Area – NW Doane Ave. | Rank-Order Curve Graphs | Stormwater | Total Suspended Solids | Total | 107000 |  | 107000 | ug/l | OUTFALL 001 | 2013-02-22
5952 | 5 | Willbridge Bulk Fuel Area – NW Doane Ave. | Rank-Order Curve Graphs | Stormwater | Total Suspended Solids | Total | 60000 |  | 60000 | ug/l | OUTFALL 003 | 2013-02-22
16012 | 7 | GS Roofing – 6350 NW FRONT AVE | 1200-Z | Stormwater | Total Suspended Solids | Total | 20000 |  | 20000 | ug/l | A | 2013-03-05
16010 | 7 | GS Roofing – 6350 NW FRONT AVE | 1200-Z | Stormwater | Total Suspended Solids | Total | 23000 |  | 23000 | ug/l | C | 2013-03-05
16011 | 7 | GS Roofing – 6350 NW FRONT AVE | 1200-Z | Stormwater | Total Suspended Solids | Total | 23000 |  | 23000 | ug/l | CB-1 | 2013-03-05
5829 | 5 | Metro Central Transfer Station – 6161 NW 61ST AVE | Rank-Order Curve Graphs | Stormwater | Total Suspended Solids | Total | 191000 |  | 191000 | ug/l | CB-10 | 2013-03-05
5827 | 5 | Metro Central Transfer Station – 6161 NW 61ST AVE | Rank-Order Curve Graphs | Stormwater | Total Suspended Solids | Total | 366000 |  | 366000 | ug/l | CB-2 | 2013-03-05
16007 | 7 | Metro Central Transfer Station – 6161 NW 61ST AVE | 1200-Z | Stormwater | Total Suspended Solids | Total | 56000 |  | 56000 | ug/l | 1 | 2013-03-05
5834 | 5 | Metro Central Transfer Station – 6161 NW 61ST AVE | Rank-Order Curve Graphs | Stormwater | Total Suspended Solids | Total | 56000 |  | 56000 | ug/l | MH-16 | 2013-03-05
5833 | 5 | Metro Central Transfer Station – 6161 NW 61ST AVE | Rank-Order Curve Graphs | Stormwater | Total Suspended Solids | Total | 56100 |  | 56100 | ug/l | MH-9 | 2013-03-05
5832 | 5 | Metro Central Transfer Station – 6161 NW 61ST AVE | Rank-Order Curve Graphs | Stormwater | Total Suspended Solids | Total | 99800 |  | 99800 | ug/l | CB-12 | 2013-03-05
15337 | 7 | Metro Central Transfer Station – 6161 NW 61ST AVE | 1200-Z | Stormwater | Total Suspended Solids | Total | 76000 |  | 76000 | ug/l | 1 | 2013-03-19
15142 | 7 | MCCALL MARINE TERMINAL – 5480 NW FRONT AVE | 1200-Z | Stormwater | Total Suspended Solids | Total | 26000 |  | 26000 | ug/l | 1 | 2013-03-20
14597 | 7 | Siltronic Corp. – 7200 NW FRONT AVE | 1200-Z | Stormwater | Total Suspended Solids | Total | 11750 |  | 11750 | ug/l | 2 | 2013-04-04
14591 | 7 | Siltronic Corp. – 7200 NW FRONT AVE | 1200-Z | Stormwater | Total Suspended Solids | Total | 20250 |  | 20250 | ug/l | 3 | 2013-04-04
14602 | 7 | Siltronic Corp. – 7200 NW FRONT AVE | 1200-Z | Stormwater | Total Suspended Solids | Total | 6000 |  | 6000 | ug/l | 1 | 2013-04-04
14579 | 7 | Metro Central Transfer Station – 6161 NW 61ST AVE | 1200-Z | Stormwater | Total Suspended Solids | Total | 183000 |  | 183000 | ug/l | 1 | 2013-04-04
14584 | 7 | US Army COE - Portland Moorings – 8010 NW SAINT HELENS RD | 1200-Z | Stormwater | Total Suspended Solids | Total | 31000 |  | 31000 | ug/l | 1 | 2013-04-04
14600 | 7 | US Army COE - Portland Moorings – 8010 NW SAINT HELENS RD | 1200-Z | Stormwater | Total Suspended Solids | Total | 7000 |  | 7000 | ug/l | 2 | 2013-04-04
13838 | 7 | Unocal - Willbridge Terminal – 5528 NW DOANE AVE | 1200-Z | Stormwater | Total Suspended Solids | Total | 2000 | < | 2000 | ug/l | 4 | 2013-04-19
13837 | 7 | Unocal - Willbridge Terminal – 5528 NW DOANE AVE | 1200-Z | Stormwater | Total Suspended Solids | Total | 2500 | < | 2500 | ug/l | 2 | 2013-04-19
14080 | 7 | Unocal - Willbridge Terminal – 5528 NW DOANE AVE | 1200-Z | Stormwater | Total Suspended Solids | Total | 4000 |  | 4000 | ug/l | 1 | 2013-04-19
14081 | 7 | GASCO – 7900 NW SAINT HELENS RD | 1200-Z | Stormwater | Total Suspended Solids | Total | 4000 |  | 4000 | ug/l | 1 | 2013-04-19
13525 | 7 | Schnitzer Investment - Doane Lake/Air Liquide – 6529 NW FRONT AVE | 1200-Z | Stormwater | Total Suspended Solids | Total | 114000 |  | 114000 | ug/l | 1 | 2013-05-16
13530 | 7 | US Army COE - Portland Moorings – 8010 NW SAINT HELENS RD | 1200-Z | Stormwater | Total Suspended Solids | Total | 32000 |  | 32000 | ug/l | 1 | 2013-05-16
13540 | 7 | US Army COE - Portland Moorings – 8010 NW SAINT HELENS RD | 1200-Z | Stormwater | Total Suspended Solids | Total | 6000 |  | 6000 | ug/l | 2 | 2013-05-16
13317 | 7 | Chevron - Willbridge Distribution Terminal – 5531 NW DOANE AVE | 1200-Z | Stormwater | Total Suspended Solids | Total | 10000 | < | 10000 | ug/l | 1 | 2013-05-17
13318 | 7 | Chevron - Willbridge Distribution Terminal – 5531 NW DOANE AVE | 1200-Z | Stormwater | Total Suspended Solids | Total | 10000 | < | 10000 | ug/l | 2 | 2013-05-17
12818 | 7 | Schnitzer Investment - Doane Lake/Air Liquide – 6529 NW FRONT AVE | 1200-Z | Stormwater | Total Suspended Solids | Total | 56000 |  | 56000 | ug/l | 1 | 2013-05-22
12366 | 7 | Chevron - Willbridge Distribution Terminal – 5531 NW DOANE AVE | 1200-Z | Stormwater | Total Suspended Solids | Total | 10000 | < | 10000 | ug/l | 1 | 2013-06-13
12367 | 7 | Chevron - Willbridge Distribution Terminal – 5531 NW DOANE AVE | 1200-Z | Stormwater | Total Suspended Solids | Total | 10000 | < | 10000 | ug/l | 2 | 2013-06-13
12343 | 7 | Schnitzer Investment - Doane Lake/Air Liquide – 6529 NW FRONT AVE | 1200-Z | Stormwater | Total Suspended Solids | Total | 65000 |  | 65000 | ug/l | 1 | 2013-06-25
35317 | 9 | Shell Oil Co. - Willbridge Plant – 5880 NW ST HELENS RD | 1200-Z | Stormwater | Total Suspended Solids | Total | 2400 |  | 2400 | ug/l | T140 | 2013-07-17
35304 | 9 | GASCO – 7900 NW SAINT HELENS RD | 1200-Z | Stormwater | Total Suspended Solids | Total | 2500 | < | 2500 | ug/l | 1 | 2013-09-23
35083 | 9 | Shell Oil Co. - Willbridge Plant – 5880 NW ST HELENS RD | 1200-Z | Stormwater | Total Suspended Solids | Total | 11000 |  | 11000 | ug/l | 3 | 2013-11-04
111413 | 27 | Oregon Department of Transportation(ODOT) | Source Control Data | Stormwater | Total Suspended Solids | Total | 456000 |  | 456 | mg/L | OF-22C-A | 2013-11-05
35226 | 9 | Siltronic Corp. – 7200 NW FRONT AVE | 1200-Z | Stormwater | Total Suspended Solids | Total | 5000 | < | 5000 | ug/l | 1 | 2013-11-07
35003 | 9 | Siltronic Corp. – 7200 NW FRONT AVE | 1200-Z | Stormwater | Total Suspended Solids | Total | 24000 |  | 24000 | ug/l | 3 | 2013-11-07
34998 | 9 | Siltronic Corp. – 7200 NW FRONT AVE | 1200-Z | Stormwater | Total Suspended Solids | Total | 25000 |  | 25000 | ug/l | 2 | 2013-11-07
5197 | 5 | GS Roofing – 6350 NW FRONT AVE | Rank-Order Curve Graphs | Stormwater | Total Suspended Solids | Total | 130000 |  | 130000 | ug/l | Outfall C | 2013-11-07
5198 | 5 | GS Roofing – 6350 NW FRONT AVE | Rank-Order Curve Graphs | Stormwater | Total Suspended Solids | Total | 29000 |  | 29000 | ug/l | Outfall A | 2013-11-07
34870 | 9 | Metro Central Transfer Station – 6161 NW 61ST AVE | 1200-Z | Stormwater | Total Suspended Solids | Total | 128000 |  | 128000 | ug/l | 1 | 2013-11-07
35308 | 9 | Unocal - Willbridge Terminal – 5528 NW DOANE AVE | 1200-Z | Stormwater | Total Suspended Solids | Total | 2500 | < | 2500 | ug/l | 1 | 2013-11-07
35307 | 9 | Unocal - Willbridge Terminal – 5528 NW DOANE AVE | 1200-Z | Stormwater | Total Suspended Solids | Total | 2500 | < | 2500 | ug/l | 4 | 2013-11-07
34911 | 9 | Unocal - Willbridge Terminal – 5528 NW DOANE AVE | 1200-Z | Stormwater | Total Suspended Solids | Total | 65000 |  | 65000 | ug/l | 2 | 2013-11-07
35082 | 9 | MCCALL MARINE TERMINAL – 5480 NW FRONT AVE | 1200-Z | Stormwater | Total Suspended Solids | Total | 11200 |  | 11200 | ug/l | 1 | 2013-11-07
111476 | 27 | Oregon Department of Transportation(ODOT) | Source Control Data | Stormwater | Total Suspended Solids | Total | 26000 |  | 26 | mg/L | OF-22C-A | 2013-11-16
35231 | 9 | US Army COE - Portland Moorings – 8010 NW SAINT HELENS RD | 1200-Z | Stormwater | Total Suspended Solids | Total | 5000 | < | 5000 | ug/l | 1 | 2013-11-18
35232 | 9 | US Army COE - Portland Moorings – 8010 NW SAINT HELENS RD | 1200-Z | Stormwater | Total Suspended Solids | Total | 5000 | < | 5000 | ug/l | 2 | 2013-11-18
111477 | 27 | Oregon Department of Transportation(ODOT) | Source Control Data | Stormwater | Total Suspended Solids | Total | 25600 |  | 25.6 | mg/L | OF-22C-A | 2013-11-19
35310 | 9 | GASCO – 7900 NW SAINT HELENS RD | 1200-Z | Stormwater | Total Suspended Solids | Total | 2500 | < | 2500 | ug/l | 1 | 2013-11-19
35160 | 9 | Shell Oil Co. - Willbridge Plant – 5880 NW ST HELENS RD | 1200-Z | Stormwater | Total Suspended Solids | Total | 9000 |  | 9000 | ug/l | 3 | 2013-11-19
35043 | 9 | Schnitzer Investment - Doane Lake/Air Liquide – 6529 NW FRONT AVE | 1200-Z | Stormwater | Total Suspended Solids | Total | 17000 |  | 17000 | ug/l | 1 | 2013-12-02
35111 | 9 | Chevron - Willbridge Distribution Terminal – 5531 NW DOANE AVE | 1200-Z | Stormwater | Total Suspended Solids | Total | 10000 | < | 10000 | ug/l | 1 | 2013-12-02
35110 | 9 | Chevron - Willbridge Distribution Terminal – 5531 NW DOANE AVE | 1200-Z | Stormwater | Total Suspended Solids | Total | 10000 | < | 10000 | ug/l | 2 | 2013-12-02
35042 | 9 | MCCALL MARINE TERMINAL – 5480 NW FRONT AVE | 1200-Z | Stormwater | Total Suspended Solids | Total | 17000 |  | 17000 | ug/l | 1 | 2013-12-02
34879 | 9 | Metro Central Transfer Station – 6161 NW 61ST AVE | 1200-Z | Stormwater | Total Suspended Solids | Total | 120000 |  | 120000 | ug/l | 1 | 2013-12-12
35044 | 9 | US Army COE - Portland Moorings – 8010 NW SAINT HELENS RD | 1200-Z | Stormwater | Total Suspended Solids | Total | 16000 |  | 16000 | ug/l | 1 | 2013-12-12
35188 | 9 | US Army COE - Portland Moorings – 8010 NW SAINT HELENS RD | 1200-Z | Stormwater | Total Suspended Solids | Total | 7000 |  | 7000 | ug/l | 2 | 2013-12-12
35046 | 9 | Siltronic Corp. – 7200 NW FRONT AVE | 1200-Z | Stormwater | Total Suspended Solids | Total | 16000 |  | 16000 | ug/l | 3 | 2013-12-20
35279 | 9 | Siltronic Corp. – 7200 NW FRONT AVE | 1200-Z | Stormwater | Total Suspended Solids | Total | 4500 |  | 4500 | ug/l | 1 | 2013-12-20
35249 | 9 | Siltronic Corp. – 7200 NW FRONT AVE | 1200-Z | Stormwater | Total Suspended Solids | Total | 5000 |  | 5000 | ug/l | 2 | 2013-12-20
34869 | 9 | Schnitzer Investment - Doane Lake/Air Liquide – 6529 NW FRONT AVE | 1200-Z | Stormwater | Total Suspended Solids | Total | 130000 |  | 130000 | ug/l | 1 | 2013-12-20
35312 | 9 | Unocal - Willbridge Terminal – 5528 NW DOANE AVE | 1200-Z | Stormwater | Total Suspended Solids | Total | 2500 | < | 2500 | ug/l | 4 | 2013-12-20
35246 | 9 | Unocal - Willbridge Terminal – 5528 NW DOANE AVE | 1200-Z | Stormwater | Total Suspended Solids | Total | 5000 | < | 5000 | ug/l | 2 | 2013-12-20
35298 | 9 | Unocal - Willbridge Terminal – 5528 NW DOANE AVE | 1200-Z | Stormwater | Total Suspended Solids | Total | 3000 |  | 3000 | ug/l | 1 | 2013-12-20
35121 | 9 | Chevron - Willbridge Distribution Terminal – 5531 NW DOANE AVE | 1200-Z | Stormwater | Total Suspended Solids | Total | 10000 | < | 10000 | ug/l | 1 | 2013-12-30
35120 | 9 | Chevron - Willbridge Distribution Terminal – 5531 NW DOANE AVE | 1200-Z | Stormwater | Total Suspended Solids | Total | 10000 | < | 10000 | ug/l | 2 | 2013-12-30
34893 | 9 | Schnitzer Investment - Doane Lake/Air Liquide – 6529 NW FRONT AVE | 1200-Z | Stormwater | Total Suspended Solids | Total | 84000 |  | 84000 | ug/l | 1 | 2014-01-08
35089 | 9 | Shell Oil Co. - Willbridge Plant – 5880 NW ST HELENS RD | 1200-Z | Stormwater | Total Suspended Solids | Total | 11000 |  | 11000 | ug/l | 3 | 2014-01-10
34969 | 9 | GS Roofing – 6350 NW FRONT AVE | 1200-Z | Stormwater | Total Suspended Solids | Total | 31000 |  | 31000 | ug/l | C | 2014-01-11
34973 | 9 | GS Roofing – 6350 NW FRONT AVE | 1200-Z | Stormwater | Total Suspended Solids | Total | 30000 |  | 30000 | ug/l | C | 2014-01-29
35133 | 9 | Shell Oil Co. - Willbridge Plant – 5880 NW ST HELENS RD | 1200-Z | Stormwater | Total Suspended Solids | Total | 10000 | < | 10000 | ug/l | 3 | 2014-01-29
35075 | 9 | Schnitzer Investment - Doane Lake/Air Liquide – 6529 NW FRONT AVE | 1200-Z | Stormwater | Total Suspended Solids | Total | 12000 |  | 12000 | ug/l | 1 | 2014-02-11
34979 | 9 | Unocal - Willbridge Terminal – 5528 NW DOANE AVE | 1200-Z | Stormwater | Total Suspended Solids | Total | 29000 |  | 29000 | ug/l | 2 | 2014-02-11
35301 | 9 | Unocal - Willbridge Terminal – 5528 NW DOANE AVE | 1200-Z | Stormwater | Total Suspended Solids | Total | 3000 |  | 3000 | ug/l | 1 | 2014-02-11
35300 | 9 | Unocal - Willbridge Terminal – 5528 NW DOANE AVE | 1200-Z | Stormwater | Total Suspended Solids | Total | 3000 |  | 3000 | ug/l | 4 | 2014-02-11
34883 | 9 | Metro Central Transfer Station – 6161 NW 61ST AVE | 1200-Z | Stormwater | Total Suspended Solids | Total | 110000 |  | 110000 | ug/l | 1 | 2014-02-17
35049 | 9 | Siltronic Corp. – 7200 NW FRONT AVE | 1200-Z | Stormwater | Total Suspended Solids | Total | 15500 |  | 15500 | ug/l | 3 | 2014-02-18
35163 | 9 | Siltronic Corp. – 7200 NW FRONT AVE | 1200-Z | Stormwater | Total Suspended Solids | Total | 9000 |  | 9000 | ug/l | 2 | 2014-02-18
35158 | 9 | Siltronic Corp. – 7200 NW FRONT AVE | 1200-Z | Stormwater | Total Suspended Solids | Total | 9750 |  | 9750 | ug/l | 1 | 2014-02-18
35255 | 9 | GASCO – 7900 NW SAINT HELENS RD | 1200-Z | Stormwater | Total Suspended Solids | Total | 5000 |  | 5000 | ug/l | 1 | 2014-02-18
35180 | 9 | MCCALL MARINE TERMINAL – 5480 NW FRONT AVE | 1200-Z | Stormwater | Total Suspended Solids | Total | 8000 |  | 8000 | ug/l | 1 | 2014-02-27
35314 | 9 | Unocal - Willbridge Terminal – 5528 NW DOANE AVE | 1200-Z | Stormwater | Total Suspended Solids | Total | 2500 | < | 2500 | ug/l | 4 | 2014-03-26
35292 | 9 | Unocal - Willbridge Terminal – 5528 NW DOANE AVE | 1200-Z | Stormwater | Total Suspended Solids | Total | 3500 |  | 3500 | ug/l | 1 | 2014-03-26
35280 | 9 | Unocal - Willbridge Terminal – 5528 NW DOANE AVE | 1200-Z | Stormwater | Total Suspended Solids | Total | 4500 |  | 4500 | ug/l | 2 | 2014-03-26
34889 | 9 | Metro Central Transfer Station – 6161 NW 61ST AVE | 1200-Z | Stormwater | Total Suspended Solids | Total | 90000 |  | 90000 | ug/l | 1 | 2014-03-28
35202 | 9 | MCCALL MARINE TERMINAL – 5480 NW FRONT AVE | 1200-Z | Stormwater | Total Suspended Solids | Total | 6000 |  | 6000 | ug/l | 1 | 2014-04-17
35153 | 9 | Chevron - Willbridge Distribution Terminal – 5531 NW DOANE AVE | 1200-Z | Stormwater | Total Suspended Solids | Total | 10000 | < | 10000 | ug/l | 1 | 2014-04-18
35152 | 9 | Chevron - Willbridge Distribution Terminal – 5531 NW DOANE AVE | 1200-Z | Stormwater | Total Suspended Solids | Total | 10000 | < | 10000 | ug/l | 2 | 2014-04-18
35066 | 9 | GASCO – 7900 NW SAINT HELENS RD | 1200-Z | Stormwater | Total Suspended Solids | Total | 12700 |  | 12700 | ug/l | 1 | 2014-04-23
35270 | 9 | US Army COE - Portland Moorings – 8010 NW SAINT HELENS RD | 1200-Z | Stormwater | Total Suspended Solids | Total | 5000 | < | 5000 | ug/l | 2 | 2014-04-24
35182 | 9 | US Army COE - Portland Moorings – 8010 NW SAINT HELENS RD | 1200-Z | Stormwater | Total Suspended Solids | Total | 8000 |  | 8000 | ug/l | 1 | 2014-04-24
35156 | 9 | Chevron - Willbridge Distribution Terminal – 5531 NW DOANE AVE | 1200-Z | Stormwater | Total Suspended Solids | Total | 10000 | < | 10000 | ug/l | 1 | 2014-05-19
35155 | 9 | Chevron - Willbridge Distribution Terminal – 5531 NW DOANE AVE | 1200-Z | Stormwater | Total Suspended Solids | Total | 10000 | < | 10000 | ug/l | 2 | 2014-05-19
35065 | 9 | Siltronic Corp. – 7200 NW FRONT AVE | 1200-Z | Stormwater | Total Suspended Solids | Total | 13000 |  | 13000 | ug/l | 1 | 2014-06-12
34983 | 9 | Siltronic Corp. – 7200 NW FRONT AVE | 1200-Z | Stormwater | Total Suspended Solids | Total | 28250 |  | 28250 | ug/l | 2 | 2014-06-12
34939 | 9 | Siltronic Corp. – 7200 NW FRONT AVE | 1200-Z | Stormwater | Total Suspended Solids | Total | 46000 |  | 46000 | ug/l | 3 | 2014-06-12
34982 | 9 | US Army COE - Portland Moorings – 8010 NW SAINT HELENS RD | 1200-Z | Stormwater | Total Suspended Solids | Total | 29000 |  | 29000 | ug/l | 2 | 2014-06-12
34951 | 9 | US Army COE - Portland Moorings – 8010 NW SAINT HELENS RD | 1200-Z | Stormwater | Total Suspended Solids | Total | 38000 |  | 38000 | ug/l | 1 | 2014-06-12
42513 | 11 | Shell Oil Co. - Willbridge Plant – 5880 NW ST HELENS RD | 1200-Z | Stormwater | Total Suspended Solids | Total | 35000 |  | 35 | mg/L | A | 2014-10-14 03:00
42517 | 11 | Shell Oil Co. - Willbridge Plant – 5880 NW ST HELENS RD | 1200-Z | Stormwater | Total Suspended Solids | Total | 21000 |  | 21 | mg/L | B | 2014-10-14 03:25
42380 | 11 | Schnitzer Investment - Doane Lake/Air Liquide – 6529 NW FRONT AVE | 1200-Z | Stormwater | Total Suspended Solids | Total | 35000 |  | 35 | mg/L | 01 | 2014-10-17 16:35
42521 | 11 | MCCALL MARINE TERMINAL – 5480 NW FRONT AVE | 1200-Z | Stormwater | Total Suspended Solids | Total | 5000 | < | 5 | mg/L | 01 | 2014-10-22 10:45
42533 | 11 | Metro Central Transfer Station – 6161 NW 61ST AVE | 1200-Z | Stormwater | Total Suspended Solids | Total | 101000 |  | 101 | mg/L | 01 | 2014-10-22 11:05
42565 | 11 | Unocal - Willbridge Terminal – 5528 NW DOANE AVE | 1200-Z | Stormwater | Total Suspended Solids | Total | 2500 | < | 2.5 | mg/L | 04 | 2014-10-22 12:00
42534 | 11 | Metro Central Transfer Station – 6161 NW 61ST AVE | 1200-Z | Stormwater | Total Suspended Solids | Total | 180000 |  | 180 | mg/L | 01 | 2014-10-22 12:10
42561 | 11 | Unocal - Willbridge Terminal – 5528 NW DOANE AVE | 1200-Z | Stormwater | Total Suspended Solids | Total | 10000 |  | 10 | mg/L | 02 | 2014-10-22 12:20
42557 | 11 | Unocal - Willbridge Terminal – 5528 NW DOANE AVE | 1200-Z | Stormwater | Total Suspended Solids | Total | 6000 |  | 6 | mg/L | 01 | 2014-10-22 12:40
42600 | 11 | Siltronic Corp. – 7200 NW FRONT AVE | 1200-Z | Stormwater | Total Suspended Solids | Total | 5700 |  | 5.7 | mg/L | 01 | 2014-10-22 13:23
42602 | 11 | Siltronic Corp. – 7200 NW FRONT AVE | 1200-Z | Stormwater | Total Suspended Solids | Total | 12100 |  | 12.1 | mg/L | 02 | 2014-10-22 13:38
42604 | 11 | Siltronic Corp. – 7200 NW FRONT AVE | 1200-Z | Stormwater | Total Suspended Solids | Total | 4700 |  | 4.7 | mg/L | 03 | 2014-10-22 13:38
56828 | 18 | ARKEMA, Inc. – 6400 NW Front Ave. | NPDES-IP | Stormwater | Total Suspended Solids | Total | 5000 | < | 5 | mg/L | Effluent of System | 2014-10-27
42644 | 11 | US Army COE - Portland Moorings – 8010 NW SAINT HELENS RD | 1200-Z | Stormwater | Total Suspended Solids | Total | 5000 | < | 5 | mg/L | 01 | 2014-10-31 08:00
42646 | 11 | US Army COE - Portland Moorings – 8010 NW SAINT HELENS RD | 1200-Z | Stormwater | Total Suspended Solids | Total | 5000 | < | 5 | mg/L | 02 | 2014-10-31 08:00
42381 | 11 | Schnitzer Investment - Doane Lake/Air Liquide – 6529 NW FRONT AVE | 1200-Z | Stormwater | Total Suspended Solids | Total | 17000 |  | 17 | mg/L | 01 | 2014-11-03 21:20
42514 | 11 | Shell Oil Co. - Willbridge Plant – 5880 NW ST HELENS RD | 1200-Z | Stormwater | Total Suspended Solids | Total | 11000 |  | 11 | mg/L | A | 2014-11-03 22:00
42518 | 11 | Shell Oil Co. - Willbridge Plant – 5880 NW ST HELENS RD | 1200-Z | Stormwater | Total Suspended Solids | Total | 5000 | < | 5 | mg/L | B | 2014-11-03 22:20
3548 | 5 | GS Roofing – 6350 NW FRONT AVE | Rank-Order Curve Graphs | Stormwater | Total Suspended Solids | Total | 24000 |  | 24000 | ug/l | Outfall B | 2014-11-21
3547 | 5 | GS Roofing – 6350 NW FRONT AVE | Rank-Order Curve Graphs | Stormwater | Total Suspended Solids | Total | 37000 |  | 37000 | ug/l | Outfall C | 2014-11-21
3546 | 5 | GS Roofing – 6350 NW FRONT AVE | Rank-Order Curve Graphs | Stormwater | Total Suspended Solids | Total | 86000 |  | 86000 | ug/l | Outfall A | 2014-11-21
42535 | 11 | Metro Central Transfer Station – 6161 NW 61ST AVE | 1200-Z | Stormwater | Total Suspended Solids | Total | 248000 |  | 248 | mg/L | 01 | 2014-11-21 12:20
42536 | 11 | Metro Central Transfer Station – 6161 NW 61ST AVE | 1200-Z | Stormwater | Total Suspended Solids | Total | 10000 |  | 10 | mg/L | 01 | 2014-11-23 15:25
56829 | 18 | ARKEMA, Inc. – 6400 NW Front Ave. | NPDES-IP | Stormwater | Total Suspended Solids | Total | 5000 | < | 5 | mg/L | Effluent of System | 2014-12-01
42427 | 11 | Chevron - Willbridge Distribution Terminal – 5531 NW DOANE AVE | 1200-Z | Stormwater | Total Suspended Solids | Total | 10000 | < | 10 | mg/L | 01 | 2014-12-01 15:10
42558 | 11 | Unocal - Willbridge Terminal – 5528 NW DOANE AVE | 1200-Z | Stormwater | Total Suspended Solids | Total | 3300 |  | 3.3 | mg/L | 01 | 2014-12-04 06:30
42562 | 11 | Unocal - Willbridge Terminal – 5528 NW DOANE AVE | 1200-Z | Stormwater | Total Suspended Solids | Total | 2900 |  | 2.9 | mg/L | 02 | 2014-12-04 06:50
42566 | 11 | Unocal - Willbridge Terminal – 5528 NW DOANE AVE | 1200-Z | Stormwater | Total Suspended Solids | Total | 2300 |  | 2.3 | mg/L | 04 | 2014-12-04 07:10
42522 | 11 | MCCALL MARINE TERMINAL – 5480 NW FRONT AVE | 1200-Z | Stormwater | Total Suspended Solids | Total | 33000 |  | 33 | mg/L | 01 | 2014-12-04 08:12
42601 | 11 | Siltronic Corp. – 7200 NW FRONT AVE | 1200-Z | Stormwater | Total Suspended Solids | Total | 10100 |  | 10.1 | mg/L | 01 | 2014-12-04 13:22
42605 | 11 | Siltronic Corp. – 7200 NW FRONT AVE | 1200-Z | Stormwater | Total Suspended Solids | Total | 4000 |  | 4 | mg/L | 03 | 2014-12-04 13:33
42603 | 11 | Siltronic Corp. – 7200 NW FRONT AVE | 1200-Z | Stormwater | Total Suspended Solids | Total | 5600 |  | 5.6 | mg/L | 02 | 2014-12-04 13:45
42645 | 11 | US Army COE - Portland Moorings – 8010 NW SAINT HELENS RD | 1200-Z | Stormwater | Total Suspended Solids | Total | 5000 | < | 5 | mg/L | 01 | 2014-12-05 08:30
42647 | 11 | US Army COE - Portland Moorings – 8010 NW SAINT HELENS RD | 1200-Z | Stormwater | Total Suspended Solids | Total | 5000 | < | 5 | mg/L | 02 | 2014-12-05 08:50
42537 | 11 | Metro Central Transfer Station – 6161 NW 61ST AVE | 1200-Z | Stormwater | Total Suspended Solids | Total | 156000 |  | 156 | mg/L | 01 | 2014-12-10 13:00
42428 | 11 | Chevron - Willbridge Distribution Terminal – 5531 NW DOANE AVE | 1200-Z | Stormwater | Total Suspended Solids | Total | 10000 | < | 10 | mg/L | 01 | 2014-12-19 08:15
56830 | 18 | ARKEMA, Inc. – 6400 NW Front Ave. | NPDES-IP | Stormwater | Total Suspended Solids | Total | 5000 | < | 5 | mg/L | Effluent of System | 2014-12-23
42382 | 11 | Schnitzer Investment - Doane Lake/Air Liquide – 6529 NW FRONT AVE | 1200-Z | Stormwater | Total Suspended Solids | Total | 111000 |  | 111 | mg/L | 01 | 2015-01-15 19:55
56831 | 18 | ARKEMA, Inc. – 6400 NW Front Ave. | NPDES-IP | Stormwater | Total Suspended Solids | Total | 5000 | < | 5 | mg/L | Effluent of System | 2015-01-21
42429 | 11 | Chevron - Willbridge Distribution Terminal – 5531 NW DOANE AVE | 1200-Z | Stormwater | Total Suspended Solids | Total | 10000 | < | 10 | mg/L | 01 | 2015-01-28 16:25
56832 | 18 | ARKEMA, Inc. – 6400 NW Front Ave. | NPDES-IP | Stormwater | Total Suspended Solids | Total | 5000 | < | 5 | mg/L | Effluent of System | 2015-02-05
42523 | 11 | MCCALL MARINE TERMINAL – 5480 NW FRONT AVE | 1200-Z | Stormwater | Total Suspended Solids | Total | 6000 |  | 6 | mg/L | 01 | 2015-02-05 09:35
42538 | 11 | Metro Central Transfer Station – 6161 NW 61ST AVE | 1200-Z | Stormwater | Total Suspended Solids | Total | 138000 |  | 138 | mg/L | 01 | 2015-02-05 15:50
42383 | 11 | Schnitzer Investment - Doane Lake/Air Liquide – 6529 NW FRONT AVE | 1200-Z | Stormwater | Total Suspended Solids | Total | 28000 |  | 28 | mg/L | 01 | 2015-02-05 18:40
42559 | 11 | Unocal - Willbridge Terminal – 5528 NW DOANE AVE | 1200-Z | Stormwater | Total Suspended Solids | Total | 10000 | < | 10 | mg/L | 01 | 2015-02-09 13:50
42563 | 11 | Unocal - Willbridge Terminal – 5528 NW DOANE AVE | 1200-Z | Stormwater | Total Suspended Solids | Total | 10000 | < | 10 | mg/L | 02 | 2015-02-09 14:12
42567 | 11 | Unocal - Willbridge Terminal – 5528 NW DOANE AVE | 1200-Z | Stormwater | Total Suspended Solids | Total | 10000 | < | 10 | mg/L | 04 | 2015-02-09 14:24
56833 | 18 | ARKEMA, Inc. – 6400 NW Front Ave. | NPDES-IP | Stormwater | Total Suspended Solids | Total | 5000 | < | 5 | mg/L | Effluent of System | 2015-02-12
42430 | 11 | Chevron - Willbridge Distribution Terminal – 5531 NW DOANE AVE | 1200-Z | Stormwater | Total Suspended Solids | Total | 10000 | < | 10 | mg/L | 01 | 2015-02-17 13:30
42560 | 11 | Unocal - Willbridge Terminal – 5528 NW DOANE AVE | 1200-Z | Stormwater | Total Suspended Solids | Total | 6700 | < | 6.7 | mg/L | 01 | 2015-03-11 08:35
42564 | 11 | Unocal - Willbridge Terminal – 5528 NW DOANE AVE | 1200-Z | Stormwater | Total Suspended Solids | Total | 5000 | < | 5 | mg/L | 02 | 2015-03-11 08:50
42568 | 11 | Unocal - Willbridge Terminal – 5528 NW DOANE AVE | 1200-Z | Stormwater | Total Suspended Solids | Total | 5000 | < | 5 | mg/L | 04 | 2015-03-11 09:05
42515 | 11 | Shell Oil Co. - Willbridge Plant – 5880 NW ST HELENS RD | 1200-Z | Stormwater | Total Suspended Solids | Total | 10000 |  | 10 | mg/L | A | 2015-03-14 06:45
42519 | 11 | Shell Oil Co. - Willbridge Plant – 5880 NW ST HELENS RD | 1200-Z | Stormwater | Total Suspended Solids | Total | 7000 |  | 7 | mg/L | B | 2015-03-14 06:55
42483 | 11 | GS Roofing – 6350 NW FRONT AVE | 1200-Z | Stormwater | Total Suspended Solids | Total | 5000 | < | 5 | mg/L | C | 2015-03-23 08:05
42480 | 11 | GS Roofing – 6350 NW FRONT AVE | 1200-Z | Stormwater | Total Suspended Solids | Total | 22000 |  | 22 | mg/L | A | 2015-03-23 08:10
42486 | 11 | GS Roofing – 6350 NW FRONT AVE | 1200-Z | Stormwater | Total Suspended Solids | Total | 8000 |  | 8 | mg/L | CB-1 | 2015-03-23 08:15
42539 | 11 | Metro Central Transfer Station – 6161 NW 61ST AVE | 1200-Z | Stormwater | Total Suspended Solids | Total | 364000 |  | 364 | mg/L | 01 | 2015-03-23 12:50
42524 | 11 | MCCALL MARINE TERMINAL – 5480 NW FRONT AVE | 1200-Z | Stormwater | Total Suspended Solids | Total | 7000 |  | 7 | mg/L | 01 | 2015-03-25 08:00
42481 | 11 | GS Roofing – 6350 NW FRONT AVE | 1200-Z | Stormwater | Total Suspended Solids | Total | 22000 |  | 22 | mg/L | A | 2015-04-03 12:55
42487 | 11 | GS Roofing – 6350 NW FRONT AVE | 1200-Z | Stormwater | Total Suspended Solids | Total | 47000 |  | 47 | mg/L | CB-1 | 2015-04-03 13:10
42484 | 11 | GS Roofing – 6350 NW FRONT AVE | 1200-Z | Stormwater | Total Suspended Solids | Total | 5200 |  | 5.2 | mg/L | C | 2015-04-03 13:25
42648 | 11 | US Army COE - Portland Moorings – 8010 NW SAINT HELENS RD | 1200-Z | Stormwater | Total Suspended Solids | Total | 5000 |  | 5 | mg/L | 02 | 2015-04-24 16:00
42516 | 11 | Shell Oil Co. - Willbridge Plant – 5880 NW ST HELENS RD | 1200-Z | Stormwater | Total Suspended Solids | Total | 28000 |  | 28 | mg/L | A | 2015-05-11 20:40
42520 | 11 | Shell Oil Co. - Willbridge Plant – 5880 NW ST HELENS RD | 1200-Z | Stormwater | Total Suspended Solids | Total | 15000 |  | 15 | mg/L | B | 2015-05-11 20:50
42649 | 11 | US Army COE - Portland Moorings – 8010 NW SAINT HELENS RD | 1200-Z | Stormwater | Total Suspended Solids | Total | 15000 |  | 15 | mg/L | 02 | 2015-05-22 15:45
42540 | 11 | Metro Central Transfer Station – 6161 NW 61ST AVE | 1200-Z | Stormwater | Total Suspended Solids | Total | 268000 |  | 268 | mg/L | 01 | 2015-06-02 14:10
47162 | 13 | US Army COE - Portland Moorings – 8010 NW SAINT HELENS RD | 1200-Z | Stormwater | Total Suspended Solids | Total | 6000 |  | 6 | mg/L | 02 | 2015-10-25 15:00
47070 | 13 | MCCALL MARINE TERMINAL – 5480 NW FRONT AVE | 1200-Z | Stormwater | Total Suspended Solids | Total | 15000 |  | 15 | mg/L | 01 | 2015-10-28 08:45
47146 | 13 | Unocal - Willbridge Terminal – 5528 NW DOANE AVE | 1200-Z | Stormwater | Total Suspended Solids | Total | 34000 |  | 34 | mg/L | 01 | 2015-10-30 08:15
47082 | 13 | Metro Central Transfer Station – 6161 NW 61ST AVE | 1200-Z | Stormwater | Total Suspended Solids | Total | 230000 |  | 230 | mg/L | 01 | 2015-10-30 11:35
47150 | 13 | Unocal - Willbridge Terminal – 5528 NW DOANE AVE | 1200-Z | Stormwater | Total Suspended Solids | Total | 6000 |  | 6 | mg/L | 04 | 2015-10-30 12:10
47038 | 13 | GS Roofing – 6350 NW FRONT AVE | 1200-Z | Stormwater | Total Suspended Solids | Total | 9000 |  | 9 | mg/L | CB 1-3 | 2015-10-30 12:27
46974 | 13 | Chevron - Willbridge Distribution Terminal – 5531 NW DOANE AVE | 1200-Z | Stormwater | Total Suspended Solids | Total | 4000 | < | 4 | mg/L | 01 | 2015-11-02 15:00
47110 | 13 | Schnitzer Investment - Doane Lake/Air Liquide – 6529 NW FRONT AVE | 1200-Z | Stormwater | Total Suspended Solids | Total | 18000 |  | 18 | mg/L | 01 | 2015-11-07 12:40
47071 | 13 | MCCALL MARINE TERMINAL – 5480 NW FRONT AVE | 1200-Z | Stormwater | Total Suspended Solids | Total | 15000 |  | 15 | mg/L | 01 | 2015-11-17 14:30
56834 | 18 | ARKEMA, Inc. – 6400 NW Front Ave. | NPDES-IP | Stormwater | Total Suspended Solids | Total | 2300 |  | 2.3 | mg/L | Effluent of System | 2015-11-23
46975 | 13 | Chevron - Willbridge Distribution Terminal – 5531 NW DOANE AVE | 1200-Z | Stormwater | Total Suspended Solids | Total | 4000 | < | 4 | mg/L | 01 | 2015-12-01 12:05
47147 | 13 | Unocal - Willbridge Terminal – 5528 NW DOANE AVE | 1200-Z | Stormwater | Total Suspended Solids | Total | 56000 |  | 56 | mg/L | 01 | 2015-12-05 07:00
47151 | 13 | Unocal - Willbridge Terminal – 5528 NW DOANE AVE | 1200-Z | Stormwater | Total Suspended Solids | Total | 7000 |  | 7 | mg/L | 04 | 2015-12-05 09:20
56835 | 18 | ARKEMA, Inc. – 6400 NW Front Ave. | NPDES-IP | Stormwater | Total Suspended Solids | Total | 1000 | < | 1 | mg/L | Effluent of System | 2015-12-07
47111 | 13 | Schnitzer Investment - Doane Lake/Air Liquide – 6529 NW FRONT AVE | 1200-Z | Stormwater | Total Suspended Solids | Total | 91000 |  | 91 | mg/L | 01 | 2015-12-07 11:25
47083 | 13 | Metro Central Transfer Station – 6161 NW 61ST AVE | 1200-Z | Stormwater | Total Suspended Solids | Total | 13000 |  | 13 | mg/L | 01 | 2015-12-07 12:36
46978 | 13 | Chevron - Willbridge Distribution Terminal – 5531 NW DOANE AVE | 1200-Z | Stormwater | Total Suspended Solids | Total | 71000 |  | 71 | mg/L | 02 | 2015-12-07 15:50
47039 | 13 | GS Roofing – 6350 NW FRONT AVE | 1200-Z | Stormwater | Total Suspended Solids | Total | 41000 |  | 41 | mg/L | CB 1-3 | 2015-12-17 11:05
46979 | 13 | Chevron - Willbridge Distribution Terminal – 5531 NW DOANE AVE | 1200-Z | Stormwater | Total Suspended Solids | Total | 42000 |  | 42 | mg/L | 02 | 2015-12-18 10:00
47112 | 13 | Schnitzer Investment - Doane Lake/Air Liquide – 6529 NW FRONT AVE | 1200-Z | Stormwater | Total Suspended Solids | Total | 55000 |  | 55 | mg/L | 01 | 2016-01-12 13:40
46976 | 13 | Chevron - Willbridge Distribution Terminal – 5531 NW DOANE AVE | 1200-Z | Stormwater | Total Suspended Solids | Total | 4000 | < | 4 | mg/L | 01 | 2016-01-12 16:00
47148 | 13 | Unocal - Willbridge Terminal – 5528 NW DOANE AVE | 1200-Z | Stormwater | Total Suspended Solids | Total | 12000 |  | 12 | mg/L | 01 | 2016-01-17 07:00
47152 | 13 | Unocal - Willbridge Terminal – 5528 NW DOANE AVE | 1200-Z | Stormwater | Total Suspended Solids | Total | 11000 |  | 11 | mg/L | 04 | 2016-01-17 08:00
47072 | 13 | MCCALL MARINE TERMINAL – 5480 NW FRONT AVE | 1200-Z | Stormwater | Total Suspended Solids | Total | 7000 |  | 7 | mg/L | 01 | 2016-01-19 13:05
46977 | 13 | Chevron - Willbridge Distribution Terminal – 5531 NW DOANE AVE | 1200-Z | Stormwater | Total Suspended Solids | Total | 4000 | < | 4 | mg/L | 01 | 2016-02-01 12:30
47084 | 13 | Metro Central Transfer Station – 6161 NW 61ST AVE | 1200-Z | Stormwater | Total Suspended Solids | Total | 55000 |  | 55 | mg/L | 01 | 2016-02-03 15:20
56836 | 18 | ARKEMA, Inc. – 6400 NW Front Ave. | NPDES-IP | Stormwater | Total Suspended Solids | Total | 1000 | < | 1 | mg/L | Effluent of System | 2016-02-08
47113 | 13 | Schnitzer Investment - Doane Lake/Air Liquide – 6529 NW FRONT AVE | 1200-Z | Stormwater | Total Suspended Solids | Total | 5000 | < | 5 | mg/L | 01 | 2016-02-19 11:50
47085 | 13 | Metro Central Transfer Station – 6161 NW 61ST AVE | 1200-Z | Stormwater | Total Suspended Solids | Total | 135000 |  | 135 | mg/L | 01 | 2016-02-19 11:55
56837 | 18 | ARKEMA, Inc. – 6400 NW Front Ave. | NPDES-IP | Stormwater | Total Suspended Solids | Total | 3200 |  | 3.2 | mg/L | Effluent of System | 2016-03-07
47073 | 13 | MCCALL MARINE TERMINAL – 5480 NW FRONT AVE | 1200-Z | Stormwater | Total Suspended Solids | Total | 6000 |  | 6 | mg/L | 01 | 2016-03-09 09:40
56838 | 18 | ARKEMA, Inc. – 6400 NW Front Ave. | NPDES-IP | Stormwater | Total Suspended Solids | Total | 5600 |  | 5.6 | mg/L | Effluent of System | 2016-03-14
47040 | 13 | GS Roofing – 6350 NW FRONT AVE | 1200-Z | Stormwater | Total Suspended Solids | Total | 15000 |  | 15 | mg/L | CB 1-3 | 2016-03-21 09:00
47041 | 13 | GS Roofing – 6350 NW FRONT AVE | 1200-Z | Stormwater | Total Suspended Solids | Total | 5000 | < | 5 | mg/L | CB 1-3 | 2016-04-14 05:25
47153 | 13 | Unocal - Willbridge Terminal – 5528 NW DOANE AVE | 1200-Z | Stormwater | Total Suspended Solids | Total | 5000 | < | 5 | mg/L | 04 | 2016-05-14 15:10
47149 | 13 | Unocal - Willbridge Terminal – 5528 NW DOANE AVE | 1200-Z | Stormwater | Total Suspended Solids | Total | 5000 | < | 5 | mg/L | 01 | 2016-05-14 15:30
102659 | 15 | Unocal - Willbridge Terminal – 5528 NW DOANE AVE | 1200-Z | Stormwater | Total Suspended Solids | Total | 3500 |  | 3.5 | mg/L | 01 | 2016-10-15 19:15
56839 | 18 | ARKEMA, Inc. – 6400 NW Front Ave. | NPDES-IP | Stormwater | Total Suspended Solids | Total | 1400 |  | 1.4 | mg/L | Effluent of System | 2016-10-17
101326 | 15 | MCCALL MARINE TERMINAL – 5480 NW FRONT AVE | 1200-Z | Stormwater | Total Suspended Solids | Total | 33000 |  | 33 | mg/L | 01 | 2016-11-05 15:15
99901 | 15 | GS Roofing – 6350 NW FRONT AVE | 1200-Z | Stormwater | Total Suspended Solids | Total | 10000 |  | 10 | mg/L | CB 1-3 | 2016-11-05 16:05
102667 | 15 | Unocal - Willbridge Terminal – 5528 NW DOANE AVE | 1200-Z | Stormwater | Total Suspended Solids | Total | 2400 |  | 2.4 | mg/L | 03 | 2016-11-14 17:30
102663 | 15 | Unocal - Willbridge Terminal – 5528 NW DOANE AVE | 1200-Z | Stormwater | Total Suspended Solids | Total | 2400 |  | 2.4 | mg/L | 02 | 2016-11-14 17:50
102671 | 15 | Unocal - Willbridge Terminal – 5528 NW DOANE AVE | 1200-Z | Stormwater | Total Suspended Solids | Total | 2400 |  | 2.4 | mg/L | 04 | 2016-11-15 04:40
101434 | 15 | Metro Central Transfer Station – 6161 NW 61ST AVE | 1200-Z | Stormwater | Total Suspended Solids | Total | 200000 |  | 200 | mg/L | 01 | 2016-11-22 16:30
99902 | 15 | GS Roofing – 6350 NW FRONT AVE | 1200-Z | Stormwater | Total Suspended Solids | Total | 5000 | < | 5 | mg/L | CB 1-3 | 2016-12-04 08:15
102660 | 15 | Unocal - Willbridge Terminal – 5528 NW DOANE AVE | 1200-Z | Stormwater | Total Suspended Solids | Total | 5000 | < | 5 | mg/L | 01 | 2016-12-10 13:50
102668 | 15 | Unocal - Willbridge Terminal – 5528 NW DOANE AVE | 1200-Z | Stormwater | Total Suspended Solids | Total | 21000 |  | 21 | mg/L | 03 | 2016-12-10 16:00
102672 | 15 | Unocal - Willbridge Terminal – 5528 NW DOANE AVE | 1200-Z | Stormwater | Total Suspended Solids | Total | 5000 | < | 5 | mg/L | 04 | 2016-12-10 16:20
102664 | 15 | Unocal - Willbridge Terminal – 5528 NW DOANE AVE | 1200-Z | Stormwater | Total Suspended Solids | Total | 9000 |  | 9 | mg/L | 02 | 2016-12-10 17:00
98724 | 15 | Chevron - Willbridge Distribution Terminal – 5531 NW DOANE AVE | 1200-Z | Stormwater | Total Suspended Solids | Total | 8600 |  | 8.6 | mg/L | 01 | 2016-12-13 11:30
98727 | 15 | Chevron - Willbridge Distribution Terminal – 5531 NW DOANE AVE | 1200-Z | Stormwater | Total Suspended Solids | Total | 6200 |  | 6.2 | mg/L | 02 | 2016-12-13 11:40
98730 | 15 | Chevron - Willbridge Distribution Terminal – 5531 NW DOANE AVE | 1200-Z | Stormwater | Total Suspended Solids | Total | 19000 |  | 19 | mg/L | 03 | 2016-12-13 11:50
101435 | 15 | Metro Central Transfer Station – 6161 NW 61ST AVE | 1200-Z | Stormwater | Total Suspended Solids | Total | 114000 |  | 114 | mg/L | 01 | 2016-12-19 10:15
101327 | 15 | MCCALL MARINE TERMINAL – 5480 NW FRONT AVE | 1200-Z | Stormwater | Total Suspended Solids | Total | 80000 |  | 80 | mg/L | 01 | 2016-12-19 21:50
98731 | 15 | Chevron - Willbridge Distribution Terminal – 5531 NW DOANE AVE | 1200-Z | Stormwater | Total Suspended Solids | Total | 3800 |  | 3.8 | mg/L | 03 | 2016-12-29 09:30
101328 | 15 | MCCALL MARINE TERMINAL – 5480 NW FRONT AVE | 1200-Z | Stormwater | Total Suspended Solids | Total | 21000 |  | 21 | mg/L | 01 | 2017-02-05 11:25
99903 | 15 | GS Roofing – 6350 NW FRONT AVE | 1200-Z | Stormwater | Total Suspended Solids | Total | 5000 | < | 5 | mg/L | CB 1-3 | 2017-02-05 11:55 | tester: self
102669 | 15 | Unocal - Willbridge Terminal – 5528 NW DOANE AVE | 1200-Z | Stormwater | Total Suspended Solids | Total | 17000 |  | 17 | mg/L | 03 | 2017-02-08 07:00 | tester: self
102665 | 15 | Unocal - Willbridge Terminal – 5528 NW DOANE AVE | 1200-Z | Stormwater | Total Suspended Solids | Total | 8000 |  | 8 | mg/L | 02 | 2017-02-08 07:30 | Data from original version of charts; ECSI data
102673 | 15 | Unocal - Willbridge Terminal – 5528 NW DOANE AVE | 1200-Z | Stormwater | Total Suspended Solids | Total | 5000 | < | 5 | mg/L | 04 | 2017-02-08 08:00 | tester: self
102661 | 15 | Unocal - Willbridge Terminal – 5528 NW DOANE AVE | 1200-Z | Stormwater | Total Suspended Solids | Total | 5000 | < | 5 | mg/L | 01 | 2017-02-08 08:20 | tester: self
98725 | 15 | Chevron - Willbridge Distribution Terminal – 5531 NW DOANE AVE | 1200-Z | Stormwater | Total Suspended Solids | Total | 12000 |  | 12 | mg/L | 01 | 2017-02-08 14:00 | tester: self
98728 | 15 | Chevron - Willbridge Distribution Terminal – 5531 NW DOANE AVE | 1200-Z | Stormwater | Total Suspended Solids | Total | 24000 |  | 24 | mg/L | 02 | 2017-02-08 14:10 | tester: self
98732 | 15 | Chevron - Willbridge Distribution Terminal – 5531 NW DOANE AVE | 1200-Z | Stormwater | Total Suspended Solids | Total | 20000 |  | 20 | mg/L | 03 | 2017-02-08 14:30 | tester: self
98733 | 15 | Chevron - Willbridge Distribution Terminal – 5531 NW DOANE AVE | 1200-Z | Stormwater | Total Suspended Solids | Total | 34000 |  | 34 | mg/L | 03 | 2017-03-06 11:30 | tester: self
98729 | 15 | Chevron - Willbridge Distribution Terminal – 5531 NW DOANE AVE | 1200-Z | Stormwater | Total Suspended Solids | Total | 35000 |  | 35 | mg/L | 02 | 2017-03-06 11:50 | tester: self
98726 | 15 | Chevron - Willbridge Distribution Terminal – 5531 NW DOANE AVE | 1200-Z | Stormwater | Total Suspended Solids | Total | 4000 | < | 4 | mg/L | 01 | 2017-03-06 12:00 | Data from original version of charts; ECSI data
99904 | 15 | GS Roofing – 6350 NW FRONT AVE | 1200-Z | Stormwater | Total Suspended Solids | Total | 18000 |  | 18 | mg/L | CB 1-3 | 2017-03-09 15:00 | Data from original version of charts; ECSI data
101329 | 15 | MCCALL MARINE TERMINAL – 5480 NW FRONT AVE | 1200-Z | Stormwater | Total Suspended Solids | Total | 25000 |  | 25 | mg/L | 01 | 2017-03-26 10:20 | Data from original version of charts; ECSI data
99905 | 15 | GS Roofing – 6350 NW FRONT AVE | 1200-Z | Stormwater | Total Suspended Solids | Total | 26000 |  | 26 | mg/L | CB 1-3 | 2017-04-11 22:05 | tester: self
101436 | 15 | Metro Central Transfer Station – 6161 NW 61ST AVE | 1200-Z | Stormwater | Total Suspended Solids | Total | 12000 |  | 12 | mg/L | 01 | 2017-04-12 08:35
102662 | 15 | Unocal - Willbridge Terminal – 5528 NW DOANE AVE | 1200-Z | Stormwater | Total Suspended Solids | Total | 12000 |  | 12 | mg/L | 01 | 2017-04-22 08:55
102670 | 15 | Unocal - Willbridge Terminal – 5528 NW DOANE AVE | 1200-Z | Stormwater | Total Suspended Solids | Total | 10000 |  | 10 | mg/L | 03 | 2017-04-22 09:10
102666 | 15 | Unocal - Willbridge Terminal – 5528 NW DOANE AVE | 1200-Z | Stormwater | Total Suspended Solids | Total | 10000 | < | 10 | mg/L | 02 | 2017-04-22 09:25
102674 | 15 | Unocal - Willbridge Terminal – 5528 NW DOANE AVE | 1200-Z | Stormwater | Total Suspended Solids | Total | 10000 | < | 10 | mg/L | 04 | 2017-04-22 09:40
99906 | 15 | GS Roofing – 6350 NW FRONT AVE | 1200-Z | Stormwater | Total Suspended Solids | Total | 71000 |  | 71 | mg/L | CB 1-3 | 2017-05-05 10:08
101437 | 15 | Metro Central Transfer Station – 6161 NW 61ST AVE | 1200-Z | Stormwater | Total Suspended Solids | Total | 29000 |  | 29 | mg/L | 01 | 2017-05-05 13:05
57423 | 20 | ARKEMA, Inc. – 6400 NW Front Ave. | NPDES-IP | Stormwater | Total Suspended Solids | Total | 2000 | < | 2 | mg/L |  | 2017-10-24
57411 | 20 | ARKEMA, Inc. – 6400 NW Front Ave. | NPDES-IP | Stormwater | Total Suspended Solids | Total | 2000 | < | 2 | mg/L |  | 2017-11-18

## BEHP
| ECSI # | Site Name | Number of Total Data Points Available | Percentage of Total |  |  | Year | Average | Total Data Points
| 183 | Siltronic Corporation | NA | NA |  |  | Pre 2010 | 2.112 | 36 |  | Range | average
| 398 | Arkema | 5 | 4.0984 |  |  | 2010 | 1.4269 | 23 |  | Average 2012-2017 | 4.3176
| done | City of Portland (22,22c,22-B): Some areas have sample points taken by ODOT | NA | NA |  |  | 2011 | 2.115 | 18
| 117 | GS Roofing | 19 | 15.5738 |  |  | 2012 | 5.066 | 25
| 155 | Rhone Poulenc: | NA | NA |  |  | 2013 | 4.425 | 12
|  | Most water infiltrated or goes to treatment facility, some runs off at Metro and NW 61st and is of concern | NA | NA |  |  | 2014 | 1.7883 | 6
| 49 | Gould | NA | NA |  |  | 2015 | 1.905 | 2
| 395 | Schnitzer Investment - Doane Lake/Air Liquide – 6529 NW FRONT AVE | 17 | 13.9344 |  |  | 2016 | NA | 0
| 1398 | Metro Central Transfer Station | 32 | 26.2295 |  |  | 2017 | NA | 0
| 1096/160 | Shell | 4 | 3.2787 |  |  |  |  | 122
| 25 | Chevron - Willbridge Distribution Terminal – 5531 NW DOANE AVE | NA | NA |  |  | *Not enough data spread to be accurate for yearly averages
| 177 | Conoco Phillips/Unocal | NA | NA
| 134 | McCall Oil+ Mcall Marine Terminal | 15 | 12.2951
|  | ODOT (of-22A,of 22c-a,wr-205,wr 206) | 4 | 3.2787
| 84 and 2348 | Gasco | 4 | 3.2787
|  | Wilbridge Bulk Fuel Terminal | 20 | 16.3934
| 1641 | US Army COE - Portland Moorings – 8010 NW SAINT HELENS RD | 2 | 1.6393
| Total | Total | 122
RecordID | DataFileID | Facility | Project | Medium | Analyte |  | Micrograms per liter | Result_LessOrGreaterThan | ResultValue | Units | SampleCollectionLocation | SampleCollectionDate | ResultDate | OtherNotes
11807 | 5 | ARKEMA, Inc. – 6400 NW Front Ave. | Rank-Order Curve Graphs | Stormwater | bis(2-Ethylhexyl)phthalate | Total | 0.19 | < | 0.19 | ug/l | WR96 | Pre 2009 |  | Data from original version of charts; RI data
11551 | 5 | ARKEMA, Inc. – 6400 NW Front Ave. | Rank-Order Curve Graphs | Stormwater | bis(2-Ethylhexyl)phthalate | Total | 0.67 | < | 0.67 | ug/l | WR96 | Pre 2009 |  | Data from original version of charts; RI data
11694 | 5 | ARKEMA, Inc. – 6400 NW Front Ave. | Rank-Order Curve Graphs | Stormwater | bis(2-Ethylhexyl)phthalate | Total | 0.37 |  | 0.37 | ug/l | WR96 | Pre 2009 |  | Data from original version of charts; RI data
11574 | 5 | ARKEMA, Inc. – 6400 NW Front Ave. | Rank-Order Curve Graphs | Stormwater | bis(2-Ethylhexyl)phthalate | Total | 0.59 |  | 0.59 | ug/l | WR96 | Pre 2009 |  | Data from original version of charts; RI data
11407 | 5 | ARKEMA, Inc. – 6400 NW Front Ave. | Rank-Order Curve Graphs | Stormwater | bis(2-Ethylhexyl)phthalate | Total | 1.1 |  | 1.1 | ug/l | WR96 | Pre 2009 |  | Data from original version of charts; RI data
9567 | 5 | McCall Oil – 5550 NW Front Ave. | Rank-Order Curve Graphs | Stormwater | bis(2-Ethylhexyl)phthalate | Total | 0.96 | < | 0.96 | ug/l | S-3W | 2007-05-02 |  | Data from original version of charts; ECSI data
9566 | 5 | McCall Oil – 5550 NW Front Ave. | Rank-Order Curve Graphs | Stormwater | bis(2-Ethylhexyl)phthalate | Total | 0.96 | < | 0.96 | ug/l | S-4W | 2007-05-02 |  | Data from original version of charts; ECSI data
9563 | 5 | McCall Oil – 5550 NW Front Ave. | Rank-Order Curve Graphs | Stormwater | bis(2-Ethylhexyl)phthalate | Total | 1.4 |  | 1.4 | ug/l | S-2W | 2007-05-02 |  | Data from original version of charts; ECSI data
9350 | 5 | McCall Oil – 5550 NW Front Ave. | Rank-Order Curve Graphs | Stormwater | bis(2-Ethylhexyl)phthalate | Total | 0.2 | < | 0.2 | ug/l | S-1W | 2007-11-12 |  | Data from original version of charts; ECSI data
9337 | 5 | McCall Oil – 5550 NW Front Ave. | Rank-Order Curve Graphs | Stormwater | bis(2-Ethylhexyl)phthalate | Total | 0.94 | < | 0.94 | ug/l | S-4W | 2007-11-12 |  | Data from original version of charts; ECSI data
9332 | 5 | McCall Oil – 5550 NW Front Ave. | Rank-Order Curve Graphs | Stormwater | bis(2-Ethylhexyl)phthalate | Total | 2.4 |  | 2.4 | ug/l | S-3W | 2007-11-12 |  | Data from original version of charts; ECSI data
9326 | 5 | McCall Oil – 5550 NW Front Ave. | Rank-Order Curve Graphs | Stormwater | bis(2-Ethylhexyl)phthalate | Total | 6.7 |  | 6.7 | ug/l | S-2W | 2007-11-12 |  | Data from original version of charts; ECSI data
9228 | 5 | Willbridge Bulk Fuel Area – NW Doane Ave. | Rank-Order Curve Graphs | Stormwater | bis(2-Ethylhexyl)phthalate | Total | 2 | < | 2 | ug/l | MH-A | 2008-01-12
9227 | 5 | Willbridge Bulk Fuel Area – NW Doane Ave. | Rank-Order Curve Graphs | Stormwater | bis(2-Ethylhexyl)phthalate | Total | 2 | < | 2 | ug/l | MH-E | 2008-01-12
9226 | 5 | Willbridge Bulk Fuel Area – NW Doane Ave. | Rank-Order Curve Graphs | Stormwater | bis(2-Ethylhexyl)phthalate | Total | 2 | < | 2 | ug/l | MH-L | 2008-01-12
9225 | 5 | Willbridge Bulk Fuel Area – NW Doane Ave. | Rank-Order Curve Graphs | Stormwater | bis(2-Ethylhexyl)phthalate | Total | 2 | < | 2 | ug/l | MTD | 2008-01-12
9185 | 5 | Willbridge Bulk Fuel Area – NW Doane Ave. | Rank-Order Curve Graphs | Stormwater | bis(2-Ethylhexyl)phthalate | Total | 2 | < | 2 | ug/l | MH-A | 2008-01-14
9180 | 5 | Willbridge Bulk Fuel Area – NW Doane Ave. | Rank-Order Curve Graphs | Stormwater | bis(2-Ethylhexyl)phthalate | Total | 3 |  | 3 | ug/l | MHE | 2008-01-14
9179 | 5 | Willbridge Bulk Fuel Area – NW Doane Ave. | Rank-Order Curve Graphs | Stormwater | bis(2-Ethylhexyl)phthalate | Total | 5 |  | 5 | ug/l | MTD | 2008-01-14
9110 | 5 | Willbridge Bulk Fuel Area – NW Doane Ave. | Rank-Order Curve Graphs | Stormwater | bis(2-Ethylhexyl)phthalate | Total | 2 | < | 2 | ug/l | MH-A | 2008-03-28
9109 | 5 | Willbridge Bulk Fuel Area – NW Doane Ave. | Rank-Order Curve Graphs | Stormwater | bis(2-Ethylhexyl)phthalate | Total | 2 | < | 2 | ug/l | MH-L | 2008-03-28
9108 | 5 | Willbridge Bulk Fuel Area – NW Doane Ave. | Rank-Order Curve Graphs | Stormwater | bis(2-Ethylhexyl)phthalate | Total | 2 | < | 2 | ug/l | MTD | 2008-03-28
9104 | 5 | Willbridge Bulk Fuel Area – NW Doane Ave. | Rank-Order Curve Graphs | Stormwater | bis(2-Ethylhexyl)phthalate | Total | 4 |  | 4 | ug/l | MH-E | 2008-03-28
9075 | 5 | Willbridge Bulk Fuel Area – NW Doane Ave. | Rank-Order Curve Graphs | Stormwater | bis(2-Ethylhexyl)phthalate | Total | 2 | < | 2 | ug/l | MH-A | 2008-05-23
9068 | 5 | Willbridge Bulk Fuel Area – NW Doane Ave. | Rank-Order Curve Graphs | Stormwater | bis(2-Ethylhexyl)phthalate | Total | 16 |  | 16 | ug/l | MH-E | 2008-05-23
9049 | 5 | Willbridge Bulk Fuel Area – NW Doane Ave. | Rank-Order Curve Graphs | Stormwater | bis(2-Ethylhexyl)phthalate | Total | 2 | < | 2 | ug/l | MH-L | 2008-06-03
8990 | 5 | Shell Oil Co. - Willbridge Plant – 5880 NW ST HELENS RD | Rank-Order Curve Graphs | Stormwater | bis(2-Ethylhexyl)phthalate | Total | 0.95 | < | 0.95 | ug/l | Shell CP | 2008-12-01
8980 | 5 | Shell Oil Co. - Willbridge Plant – 5880 NW ST HELENS RD | Rank-Order Curve Graphs | Stormwater | bis(2-Ethylhexyl)phthalate | Total | 0.55 |  | 0.55 | ug/l | Shell CP | 2008-12-12
8857 | 5 | Shell Oil Co. - Willbridge Plant – 5880 NW ST HELENS RD | Rank-Order Curve Graphs | Stormwater | bis(2-Ethylhexyl)phthalate | Total | 0.34 |  | 0.34 | ug/l | Shell CP | 2009-02-10
8806 | 5 | Shell Oil Co. - Willbridge Plant – 5880 NW ST HELENS RD | Rank-Order Curve Graphs | Stormwater | bis(2-Ethylhexyl)phthalate | Total | 0.24 |  | 0.24 | ug/l | Shell CP | 2009-02-23
8432 | 5 | GS Roofing – 6350 NW FRONT AVE | Rank-Order Curve Graphs | Stormwater | bis(2-Ethylhexyl)phthalate | Total | 0.0952 | < | 0.0952 | ug/l | OF-A | 2009-10-21 |  | Data from original version of charts; ECSI data
8431 | 5 | GS Roofing – 6350 NW FRONT AVE | Rank-Order Curve Graphs | Stormwater | bis(2-Ethylhexyl)phthalate | Total | 0.0952 | < | 0.0952 | ug/l | OF-B | 2009-10-21 |  | Data from original version of charts; ECSI data
8402 | 5 | GS Roofing – 6350 NW FRONT AVE | Rank-Order Curve Graphs | Stormwater | bis(2-Ethylhexyl)phthalate | Total | 0.952 |  | 0.952 | ug/l | OF-A | 2009-11-07 |  | Data from original version of charts; ECSI data
8398 | 5 | GS Roofing – 6350 NW FRONT AVE | Rank-Order Curve Graphs | Stormwater | bis(2-Ethylhexyl)phthalate | Total | 1.44 |  | 1.44 | ug/l | OF-B | 2009-11-07 |  | Data from original version of charts; ECSI data
114647 | 31 | GASCO – 7900 NW SAINT HELENS RD | 1200-Z | Stormwater | bis(2-Ethylhexyl)phthalate | Total | 6.3 |  | 6.3 | ug/l | WR-107 | 2009-11-09
114648 | 31 | GASCO – 7900 NW SAINT HELENS RD | 1200-Z | Stormwater | bis(2-Ethylhexyl)phthalate | Total | 0.59 |  | 0.59 | ug/l | WR-107 | 2009-11-20
114649 | 31 | GASCO – 7900 NW SAINT HELENS RD | 1200-Z | Stormwater | bis(2-Ethylhexyl)phthalate | Total | 0.575 | < | 0.575 | ug/l | WR-107 | 2010-02-10
8298 | 5 | GS Roofing – 6350 NW FRONT AVE | Rank-Order Curve Graphs | Stormwater | bis(2-Ethylhexyl)phthalate | Total | 0.952 |  | 0.952 | ug/l | OF-A | 2010-02-23 |  | Data from original version of charts; ECSI data
8293 | 5 | GS Roofing – 6350 NW FRONT AVE | Rank-Order Curve Graphs | Stormwater | bis(2-Ethylhexyl)phthalate | Total | 1.01 |  | 1.01 | ug/l | OF-B | 2010-02-23 |  | Data from original version of charts; ECSI data
8272 | 5 | Willbridge Bulk Fuel Area – NW Doane Ave. | Rank-Order Curve Graphs | Stormwater | bis(2-Ethylhexyl)phthalate | Total | 0.952 | < | 0.952 | ug/l | OUTFALL 001 | 2010-03-09
8271 | 5 | Willbridge Bulk Fuel Area – NW Doane Ave. | Rank-Order Curve Graphs | Stormwater | bis(2-Ethylhexyl)phthalate | Total | 0.957 | < | 0.957 | ug/l | OUTFALL 003 | 2010-03-09
114650 | 31 | GASCO – 7900 NW SAINT HELENS RD | 1200-Z | Stormwater | bis(2-Ethylhexyl)phthalate | Total | 3.05 | < | 3.05 | ug/l | WR-107 | 2010-04-02
8244 | 5 | Willbridge Bulk Fuel Area – NW Doane Ave. | Rank-Order Curve Graphs | Stormwater | bis(2-Ethylhexyl)phthalate | Total | 0.952 | < | 0.952 | ug/l | OUTFALL 001 | 2010-04-26
8243 | 5 | Willbridge Bulk Fuel Area – NW Doane Ave. | Rank-Order Curve Graphs | Stormwater | bis(2-Ethylhexyl)phthalate | Total | 0.962 | < | 0.962 | ug/l | OUTFALL 003 | 2010-04-26
8205 | 5 | GS Roofing – 6350 NW FRONT AVE | Rank-Order Curve Graphs | Stormwater | bis(2-Ethylhexyl)phthalate | Total | 0.962 | < | 0.962 | ug/l | OF-B | 2010-05-19 |  | Data from original version of charts; ECSI data
8206 | 5 | GS Roofing – 6350 NW FRONT AVE | Rank-Order Curve Graphs | Stormwater | bis(2-Ethylhexyl)phthalate | Total | 0.952 |  | 0.952 | ug/l | OF-A | 2010-05-19 |  | Data from original version of charts; ECSI data
8132 | 5 | McCall Oil – 5550 NW Front Ave. | Rank-Order Curve Graphs | Stormwater | bis(2-Ethylhexyl)phthalate | Total | 1.89 | < | 1.89 | ug/l | S-1W | 2010-05-25 |  | Data from original version of charts; ECSI data
8140 | 5 | McCall Oil – 5550 NW Front Ave. | Rank-Order Curve Graphs | Stormwater | bis(2-Ethylhexyl)phthalate | Total | 0.979 |  | 0.979 | ug/l | S-3W | 2010-05-25 |  | Data from original version of charts; ECSI data
8136 | 5 | McCall Oil – 5550 NW Front Ave. | Rank-Order Curve Graphs | Stormwater | bis(2-Ethylhexyl)phthalate | Total | 1.45 |  | 1.45 | ug/l | S-4W | 2010-05-25 |  | Data from original version of charts; ECSI data
8134 | 5 | McCall Oil – 5550 NW Front Ave. | Rank-Order Curve Graphs | Stormwater | bis(2-Ethylhexyl)phthalate | Total | 1.55 |  | 1.55 | ug/l | S-2W | 2010-05-25 |  | Data from original version of charts; ECSI data
8058 | 5 | McCall Oil – 5550 NW Front Ave. | Rank-Order Curve Graphs | Stormwater | bis(2-Ethylhexyl)phthalate | Total | 3.77 | < | 3.77 | ug/l | S-4W | 2010-06-03 |  | Data from original version of charts; ECSI data
8065 | 5 | McCall Oil – 5550 NW Front Ave. | Rank-Order Curve Graphs | Stormwater | bis(2-Ethylhexyl)phthalate | Total | 1.02 |  | 1.02 | ug/l | S-1W | 2010-06-03 |  | Data from original version of charts; ECSI data
8060 | 5 | McCall Oil – 5550 NW Front Ave. | Rank-Order Curve Graphs | Stormwater | bis(2-Ethylhexyl)phthalate | Total | 2.17 |  | 2.17 | ug/l | S-3W | 2010-06-03 |  | Data from original version of charts; ECSI data
8059 | 5 | McCall Oil – 5550 NW Front Ave. | Rank-Order Curve Graphs | Stormwater | bis(2-Ethylhexyl)phthalate | Total | 2.22 |  | 2.22 | ug/l | S-2W | 2010-06-03 |  | Data from original version of charts; ECSI data
8026 | 5 | Willbridge Bulk Fuel Area – NW Doane Ave. | Rank-Order Curve Graphs | Stormwater | bis(2-Ethylhexyl)phthalate | Total | 0.952 | < | 0.952 | ug/l | OUTFALL 001 | 2010-11-01
8025 | 5 | Willbridge Bulk Fuel Area – NW Doane Ave. | Rank-Order Curve Graphs | Stormwater | bis(2-Ethylhexyl)phthalate | Total | 0.952 | < | 0.952 | ug/l | OUTFALL 003 | 2010-11-01
7986 | 5 | Metro Central Transfer Station – 6161 NW 61ST AVE | Rank-Order Curve Graphs | Stormwater | bis(2-Ethylhexyl)phthalate | Total | 2.92 |  | 2.92 | ug/l | MH-16 | 2010-11-06 |  | Data added to charts 3/25/15
7916 | 5 | Metro Central Transfer Station – 6161 NW 61ST AVE | Rank-Order Curve Graphs | Stormwater | bis(2-Ethylhexyl)phthalate | Total | 0.391 |  | 0.391 | ug/l | MH-16 | 2010-11-17 |  | Data added to charts 3/25/15
7876 | 5 | Metro Central Transfer Station – 6161 NW 61ST AVE | Rank-Order Curve Graphs | Stormwater | bis(2-Ethylhexyl)phthalate | Total | 1.23 |  | 1.23 | ug/l | MH-16 | 2010-11-29 |  | Data added to charts 3/25/15
7840 | 5 | Metro Central Transfer Station – 6161 NW 61ST AVE | Rank-Order Curve Graphs | Stormwater | bis(2-Ethylhexyl)phthalate | Total | 1.77 |  | 1.77 | ug/l | MH-16 | 2011-02-12 |  | Data added to charts 3/25/15
7663 | 5 | Schnitzer Investment - Doane Lake/Air Liquide – 6529 NW FRONT AVE | Rank-Order Curve Graphs | Stormwater | bis(2-Ethylhexyl)phthalate | Total | 0.95 |  | 0.95 | ug/l | SEEP | 2011-04-01 |  | Data added to charts 3/25/15
7651 | 5 | Schnitzer Investment - Doane Lake/Air Liquide – 6529 NW FRONT AVE | Rank-Order Curve Graphs | Stormwater | bis(2-Ethylhexyl)phthalate | Total | 3.6 |  | 3.6 | ug/l | AMH1 | 2011-04-01 |  | Data added to charts 3/25/15
7650 | 5 | Schnitzer Investment - Doane Lake/Air Liquide – 6529 NW FRONT AVE | Rank-Order Curve Graphs | Stormwater | bis(2-Ethylhexyl)phthalate | Total | 3.8 |  | 3.8 | ug/l | OF22 | 2011-04-01 |  | Data added to charts 3/25/15
7649 | 5 | Schnitzer Investment - Doane Lake/Air Liquide – 6529 NW FRONT AVE | Rank-Order Curve Graphs | Stormwater | bis(2-Ethylhexyl)phthalate | Total | 4.6 |  | 4.6 | ug/l | MH17 | 2011-04-01 |  | Data added to charts 3/25/15
7647 | 5 | Schnitzer Investment - Doane Lake/Air Liquide – 6529 NW FRONT AVE | Rank-Order Curve Graphs | Stormwater | bis(2-Ethylhexyl)phthalate | Total | 5.7 |  | 5.7 | ug/l | CCB1 | 2011-04-01 |  | Data added to charts 3/25/15
7538 | 5 | Schnitzer Investment - Doane Lake/Air Liquide – 6529 NW FRONT AVE | Rank-Order Curve Graphs | Stormwater | bis(2-Ethylhexyl)phthalate | Total | 0.44 |  | 0.44 | ug/l | AMH1 | 2011-04-14 |  | Data added to charts 3/25/15
7399 | 5 | Schnitzer Investment - Doane Lake/Air Liquide – 6529 NW FRONT AVE | Rank-Order Curve Graphs | Stormwater | bis(2-Ethylhexyl)phthalate | Total | 0.44 |  | 0.44 | ug/l | AMH1 | 2011-05-11 |  | Data added to charts 3/25/15
7398 | 5 | Schnitzer Investment - Doane Lake/Air Liquide – 6529 NW FRONT AVE | Rank-Order Curve Graphs | Stormwater | bis(2-Ethylhexyl)phthalate | Total | 0.44 |  | 0.44 | ug/l | CCB1 | 2011-05-11 |  | Data added to charts 3/25/15
7397 | 5 | Schnitzer Investment - Doane Lake/Air Liquide – 6529 NW FRONT AVE | Rank-Order Curve Graphs | Stormwater | bis(2-Ethylhexyl)phthalate | Total | 0.44 |  | 0.44 | ug/l | SEEP | 2011-05-11 |  | Data added to charts 3/25/15
7381 | 5 | Schnitzer Investment - Doane Lake/Air Liquide – 6529 NW FRONT AVE | Rank-Order Curve Graphs | Stormwater | bis(2-Ethylhexyl)phthalate | Total | 3.7 |  | 3.7 | ug/l | ALRO | 2011-05-11 |  | Data added to charts 3/25/15
7379 | 5 | Schnitzer Investment - Doane Lake/Air Liquide – 6529 NW FRONT AVE | Rank-Order Curve Graphs | Stormwater | bis(2-Ethylhexyl)phthalate | Total | 4.1 |  | 4.1 | ug/l | OF22 | 2011-05-11 |  | Data added to charts 3/25/15
7378 | 5 | Schnitzer Investment - Doane Lake/Air Liquide – 6529 NW FRONT AVE | Rank-Order Curve Graphs | Stormwater | bis(2-Ethylhexyl)phthalate | Total | 4.4 |  | 4.4 | ug/l | MH17 | 2011-05-11 |  | Data added to charts 3/25/15
7337 | 5 | Schnitzer Investment - Doane Lake/Air Liquide – 6529 NW FRONT AVE | Rank-Order Curve Graphs | Stormwater | bis(2-Ethylhexyl)phthalate | Total | 0.44 |  | 0.44 | ug/l | CCB1 | 2011-05-26 |  | Data added to charts 3/25/15
7336 | 5 | Schnitzer Investment - Doane Lake/Air Liquide – 6529 NW FRONT AVE | Rank-Order Curve Graphs | Stormwater | bis(2-Ethylhexyl)phthalate | Total | 0.45 |  | 0.45 | ug/l | ALRO | 2011-05-26 |  | Data added to charts 3/25/15
7335 | 5 | Schnitzer Investment - Doane Lake/Air Liquide – 6529 NW FRONT AVE | Rank-Order Curve Graphs | Stormwater | bis(2-Ethylhexyl)phthalate | Total | 0.45 |  | 0.45 | ug/l | AMH1 | 2011-05-26 |  | Data added to charts 3/25/15
7334 | 5 | Schnitzer Investment - Doane Lake/Air Liquide – 6529 NW FRONT AVE | Rank-Order Curve Graphs | Stormwater | bis(2-Ethylhexyl)phthalate | Total | 0.45 |  | 0.45 | ug/l | SEEP | 2011-05-26 |  | Data added to charts 3/25/15
7328 | 5 | Schnitzer Investment - Doane Lake/Air Liquide – 6529 NW FRONT AVE | Rank-Order Curve Graphs | Stormwater | bis(2-Ethylhexyl)phthalate | Total | 1.9 |  | 1.9 | ug/l | MH17 | 2011-05-26 |  | Data added to charts 3/25/15
108154 | 27 | Oregon Department of Transportation(ODOT) | Source Control Data | Stormwater | bis(2-Ethylhexyl)phthalate | Total | 1.65 |  | 1.65 | ug/l | WR-205 | 2012-02-08
6574 | 5 | Metro Central Transfer Station – 6161 NW 61ST AVE | Rank-Order Curve Graphs | Stormwater | bis(2-Ethylhexyl)phthalate | Total | 5 | < | 5 | ug/l | CB-12 | 2012-06-07 |  | Data added to charts 3/25/15
6571 | 5 | Metro Central Transfer Station – 6161 NW 61ST AVE | Rank-Order Curve Graphs | Stormwater | bis(2-Ethylhexyl)phthalate | Total | 5.1 | < | 5.1 | ug/l | MH-9 | 2012-06-07 |  | Data added to charts 3/25/15
6569 | 5 | Metro Central Transfer Station – 6161 NW 61ST AVE | Rank-Order Curve Graphs | Stormwater | bis(2-Ethylhexyl)phthalate | Total | 5.4 | < | 5.4 | ug/l | CB-13A | 2012-06-07 |  | Data added to charts 3/25/15
6568 | 5 | Metro Central Transfer Station – 6161 NW 61ST AVE | Rank-Order Curve Graphs | Stormwater | bis(2-Ethylhexyl)phthalate | Total | 5.5 | < | 5.5 | ug/l | MH-16 | 2012-06-07 |  | Data added to charts 3/25/15
6565 | 5 | Metro Central Transfer Station – 6161 NW 61ST AVE | Rank-Order Curve Graphs | Stormwater | bis(2-Ethylhexyl)phthalate | Total | 5.7 | < | 5.7 | ug/l | CB-2 | 2012-06-07 |  | Data added to charts 3/25/15
6564 | 5 | Metro Central Transfer Station – 6161 NW 61ST AVE | Rank-Order Curve Graphs | Stormwater | bis(2-Ethylhexyl)phthalate | Total | 5.7 | < | 5.7 | ug/l | CB-2hw | 2012-06-07 |  | Data added to charts 3/25/15
6549 | 5 | Metro Central Transfer Station – 6161 NW 61ST AVE | Rank-Order Curve Graphs | Stormwater | bis(2-Ethylhexyl)phthalate | Total | 19 |  | 19 | ug/l | CB-10 | 2012-06-07 |  | Data added to charts 3/25/15
22887 | 7 | Metro Central Transfer Station – 6161 NW 61ST AVE | 1200-Z | Stormwater | bis(2-Ethylhexyl)phthalate | Total | 5 | < | 5 | ug/l | 1 | 2012-10-29 |  | tester: self
6401 | 5 | Metro Central Transfer Station – 6161 NW 61ST AVE | Rank-Order Curve Graphs | Stormwater | bis(2-Ethylhexyl)phthalate | Total | 5 | < | 5 | ug/l | CB-10 | 2012-10-30 |  | Data added to charts 3/25/15
6400 | 5 | Metro Central Transfer Station – 6161 NW 61ST AVE | Rank-Order Curve Graphs | Stormwater | bis(2-Ethylhexyl)phthalate | Total | 5 | < | 5 | ug/l | CB-12 | 2012-10-30 |  | Data added to charts 3/25/15
6399 | 5 | Metro Central Transfer Station – 6161 NW 61ST AVE | Rank-Order Curve Graphs | Stormwater | bis(2-Ethylhexyl)phthalate | Total | 5 | < | 5 | ug/l | CB-2hw | 2012-10-30 |  | Data added to charts 3/25/15
6398 | 5 | Metro Central Transfer Station – 6161 NW 61ST AVE | Rank-Order Curve Graphs | Stormwater | bis(2-Ethylhexyl)phthalate | Total | 5 | < | 5 | ug/l | MH-16 | 2012-10-30 |  | Data added to charts 3/25/15
6397 | 5 | Metro Central Transfer Station – 6161 NW 61ST AVE | Rank-Order Curve Graphs | Stormwater | bis(2-Ethylhexyl)phthalate | Total | 5 | < | 5 | ug/l | MH-9 | 2012-10-30 |  | Data added to charts 3/25/15
6391 | 5 | Metro Central Transfer Station – 6161 NW 61ST AVE | Rank-Order Curve Graphs | Stormwater | bis(2-Ethylhexyl)phthalate | Total | 6 | < | 6 | ug/l | CB-2 | 2012-10-30 |  | Data added to charts 3/25/15
6135 | 5 | Metro Central Transfer Station – 6161 NW 61ST AVE | Rank-Order Curve Graphs | Stormwater | bis(2-Ethylhexyl)phthalate | Total | 1.1 |  | 1.1 | ug/l | CB-13A | 2012-12-11 |  | Data added to charts 3/25/15
6133 | 5 | Metro Central Transfer Station – 6161 NW 61ST AVE | Rank-Order Curve Graphs | Stormwater | bis(2-Ethylhexyl)phthalate | Total | 1.2 |  | 1.2 | ug/l | CB-12 | 2012-12-11 |  | Data added to charts 3/25/15
6129 | 5 | Metro Central Transfer Station – 6161 NW 61ST AVE | Rank-Order Curve Graphs | Stormwater | bis(2-Ethylhexyl)phthalate | Total | 1.4 |  | 1.4 | ug/l | CB-2 | 2012-12-11 |  | Data added to charts 3/25/15
6128 | 5 | Metro Central Transfer Station – 6161 NW 61ST AVE | Rank-Order Curve Graphs | Stormwater | bis(2-Ethylhexyl)phthalate | Total | 1.5 |  | 1.5 | ug/l | MH-16 | 2012-12-11 |  | Data added to charts 3/25/15
6124 | 5 | Metro Central Transfer Station – 6161 NW 61ST AVE | Rank-Order Curve Graphs | Stormwater | bis(2-Ethylhexyl)phthalate | Total | 2 |  | 2 | ug/l | CB-2hw | 2012-12-11 |  | Data added to charts 3/25/15
6122 | 5 | Metro Central Transfer Station – 6161 NW 61ST AVE | Rank-Order Curve Graphs | Stormwater | bis(2-Ethylhexyl)phthalate | Total | 2.2 |  | 2.2 | ug/l | CB-10 | 2012-12-11 |  | Data added to charts 3/25/15
6114 | 5 | Metro Central Transfer Station – 6161 NW 61ST AVE | Rank-Order Curve Graphs | Stormwater | bis(2-Ethylhexyl)phthalate | Total | 4.7 |  | 4.7 | ug/l | MH-9 | 2012-12-11 |  | Data added to charts 3/25/15
19157 | 7 | Metro Central Transfer Station – 6161 NW 61ST AVE | 1200-Z | Stormwater | bis(2-Ethylhexyl)phthalate | Total | 1.5 |  | 1.5 | ug/l | 1 | 2012-12-11 |  | tester: self
18599 | 7 | US Army COE - Portland Moorings – 8010 NW SAINT HELENS RD | 1200-Z | Stormwater | bis(2-Ethylhexyl)phthalate | Total | 11 | < | 11 | ug/l | 1 | 2012-12-17 |  | tester: self
18598 | 7 | US Army COE - Portland Moorings – 8010 NW SAINT HELENS RD | 1200-Z | Stormwater | bis(2-Ethylhexyl)phthalate | Total | 11 | < | 11 | ug/l | 2 | 2012-12-17 |  | tester: self
15645 | 7 | Metro Central Transfer Station – 6161 NW 61ST AVE | 1200-Z | Stormwater | bis(2-Ethylhexyl)phthalate | Total | 1 | < | 1 | ug/l | 1 | 2013-03-05 |  | tester: self
5901 | 5 | Metro Central Transfer Station – 6161 NW 61ST AVE | Rank-Order Curve Graphs | Stormwater | bis(2-Ethylhexyl)phthalate | Total | 1 | < | 1 | ug/l | MH-16 | 2013-03-05 |  | Data added to charts 3/25/15
5896 | 5 | Metro Central Transfer Station – 6161 NW 61ST AVE | Rank-Order Curve Graphs | Stormwater | bis(2-Ethylhexyl)phthalate | Total | 1.1 | < | 1.1 | ug/l | CB-12 | 2013-03-05 |  | Data added to charts 3/25/15
5897 | 5 | Metro Central Transfer Station – 6161 NW 61ST AVE | Rank-Order Curve Graphs | Stormwater | bis(2-Ethylhexyl)phthalate | Total | 1.1 |  | 1.1 | ug/l | CB-10 | 2013-03-05 |  | Data added to charts 3/25/15
5895 | 5 | Metro Central Transfer Station – 6161 NW 61ST AVE | Rank-Order Curve Graphs | Stormwater | bis(2-Ethylhexyl)phthalate | Total | 1.1 |  | 1.1 | ug/l | MH-9 | 2013-03-05 |  | Data added to charts 3/25/15
5884 | 5 | Metro Central Transfer Station – 6161 NW 61ST AVE | Rank-Order Curve Graphs | Stormwater | bis(2-Ethylhexyl)phthalate | Total | 2.5 |  | 2.5 | ug/l | CB-2 | 2013-03-05 |  | Data added to charts 3/25/15
108150 | 27 | Oregon Department of Transportation(ODOT) | Source Control Data | Stormwater | bis(2-Ethylhexyl)phthalate | Total | 1.9 |  | 1.9 | ug/l | OF-22C-A | 2013-11-05
26845 | 9 | GS Roofing – 6350 NW FRONT AVE | 1200-Z | Stormwater | bis(2-Ethylhexyl)phthalate | Total | 30 | < | 30 | ug/l | C | 2013-11-07 |  | tester: self
5207 | 5 | GS Roofing – 6350 NW FRONT AVE | Rank-Order Curve Graphs | Stormwater | bis(2-Ethylhexyl)phthalate | Total | 7.1 | < | 7.1 | ug/l | Outfall C | 2013-11-07 |  | Data added to charts 3/25/15
5214 | 5 | GS Roofing – 6350 NW FRONT AVE | Rank-Order Curve Graphs | Stormwater | bis(2-Ethylhexyl)phthalate | Total | 1.1 |  | 1.1 | ug/l | Outfall A | 2013-11-07 |  | Data added to charts 3/25/15
108143 | 27 | Oregon Department of Transportation(ODOT) | Source Control Data | Stormwater | bis(2-Ethylhexyl)phthalate | Total | 2.6 |  | 2.6 | ug/l | OF-22C-A | 2013-11-16
108144 | 27 | Oregon Department of Transportation(ODOT) | Source Control Data | Stormwater | bis(2-Ethylhexyl)phthalate | Total | 2.6 |  | 2.6 | ug/l | OF-22C-A | 2013-11-19
4682 | 5 | GS Roofing – 6350 NW FRONT AVE | Rank-Order Curve Graphs | Stormwater | bis(2-Ethylhexyl)phthalate | Total | 1.8 |  | 1.8 | ug/l | Outfall A | 2014-01-08 |  | Data added to charts 3/25/15
4681 | 5 | GS Roofing – 6350 NW FRONT AVE | Rank-Order Curve Graphs | Stormwater | bis(2-Ethylhexyl)phthalate | Total | 2 |  | 2 | ug/l | Outfall B | 2014-01-08 |  | Data added to charts 3/25/15
4679 | 5 | GS Roofing – 6350 NW FRONT AVE | Rank-Order Curve Graphs | Stormwater | bis(2-Ethylhexyl)phthalate | Total | 2.7 |  | 2.7 | ug/l | Outfall C | 2014-01-08 |  | Data added to charts 3/25/15
3571 | 5 | GS Roofing – 6350 NW FRONT AVE | Rank-Order Curve Graphs | Stormwater | bis(2-Ethylhexyl)phthalate | Total | 0.73 |  | 0.73 | ug/l | Outfall B | 2014-11-21 |  | Data added to charts 3/25/15 | Data from original version of charts; ECSI data
3569 | 5 | GS Roofing – 6350 NW FRONT AVE | Rank-Order Curve Graphs | Stormwater | bis(2-Ethylhexyl)phthalate | Total | 1 |  | 1 | ug/l | Outfall A | 2014-11-21 |  | Data added to charts 3/25/15 | Data from original version of charts; ECSI data
3567 | 5 | GS Roofing – 6350 NW FRONT AVE | Rank-Order Curve Graphs | Stormwater | bis(2-Ethylhexyl)phthalate | Total | 2.5 |  | 2.5 | ug/l | Outfall C | 2014-11-21 |  | Data added to charts 3/25/15 | Data from original version of charts; ECSI data
38131 | 11 | GS Roofing – 6350 NW FRONT AVE | 1200-Z | Stormwater | bis(2-Ethylhexyl)phthalate | Total | 3 | < | 0.003 | mg/L | A | 2015-04-03 12:55 |  |  | Data from original version of charts; ECSI data
38134 | 11 | GS Roofing – 6350 NW FRONT AVE | 1200-Z | Stormwater | bis(2-Ethylhexyl)phthalate | Total | 0.81 |  | 0.00081 | mg/L | CB-1 | 2015-04-03 13:10

## Total PCBs
ECSI # | Site Name | Number of Total Data Points Available | Percentage of Total |  |  | Year | Average | Total Data Points |  | Averages before/After
183 | Siltronic Corporation | 5 | 3.2258 |  |  | Pre 2010 | 0.34652 | 33 |  | Year | Average
398 | Arkema | 4 | 2.5806 |  |  | 2010 | 0.24417 | 6 |  | 2011-2009 | 0.33078
done | City of Portland (22,22c,22-B): Some areas have sample points taken by ODOT | NA | NA |  |  | 2011 | NA | NA |  | 2012-2017 | 0.13743
117 | GS Roofing | NA | NA |  |  | 2012 | 0.15558 | 16
155 | Rhone Poulenc: | NA | NA |  |  | 2013 | 0.12815 | 35
| Most water infiltrated or goes to treatment facility, some runs off at Metro and NW 61st and is of concern | NA | NA |  |  | 2014 | 0.080214 | 28
49 | Gould | NA | NA |  |  | 2015 | 0.15233 | 13
395 | Schnitzer Investment - Doane Lake/Air Liquide – 6529 NW FRONT AVE | 10 | 6.4516 |  |  | 2016 | 0.1861 | 15
1398 | Metro Central Transfer Station | 13 | 8.3871 |  |  | 2017 | 0.21664 | 9
1096/160 | Shell Oil | 4 | 2.5806
25 | Chevron - Willbridge Distribution Terminal – 5531 NW DOANE AVE | 23 | 14.8387 |  |  | *Chevron=bad |  | 155
177 | Conoco Phillips/Unocal | 30 | 19.3548
134 | McCall Oil | NA | NA
| Mccall Marine Terminal | 14 | 9.0323
| ODOT (of-22A,of 22c-a,wr-205,wr 206) | NA | NA
84 and 2348 | Gasco | 16 | 10.3226
1641 | US Army COE - Portland Moorings – 8010 NW SAINT HELENS RD | 18 | 11.6129
| Willbridge Bulk Terminal | 18 | 11.6129
Total | Total | 155
155
RecordID | DataFileID | Facility | Project | Medium | Analyte | FractionAnalyzed | Micrograms per liter | Result_LessOrGreaterThan | ResultValue | Units | SampleCollectionLocation | SampleCollectionDate | OtherNotes
12229 | 5 | Siltronic Corp. – 7200 NW FRONT AVE | Rank-Order Curve Graphs | Stormwater | Total PCBs | Total | 0.000344 |  | 0.000344 | ug/l | WR67 | Pre 2009 | Data from original version of charts; RI data
12227 | 5 | Siltronic Corp. – 7200 NW FRONT AVE | Rank-Order Curve Graphs | Stormwater | Total PCBs | Total | 0.00055 |  | 0.00055 | ug/l | WR67 | Pre 2009 | Data from original version of charts; RI data
12225 | 5 | Siltronic Corp. – 7200 NW FRONT AVE | Rank-Order Curve Graphs | Stormwater | Total PCBs | Total | 0.000913 |  | 0.000913 | ug/l | WR67 | Pre 2009 | Data from original version of charts; RI data
12218 | 5 | Siltronic Corp. – 7200 NW FRONT AVE | Rank-Order Curve Graphs | Stormwater | Total PCBs | Total | 0.00385 |  | 0.00385 | ug/l | WR67 | Pre 2009 | Data from original version of charts; RI data
12212 | 5 | Siltronic Corp. – 7200 NW FRONT AVE | Rank-Order Curve Graphs | Stormwater | Total PCBs | Total | 0.00495 |  | 0.00495 | ug/l | WR67 | Pre 2009 | Data from original version of charts; RI data
12196 | 5 | ARKEMA, Inc. – 6400 NW Front Ave. | Rank-Order Curve Graphs | Stormwater | Total PCBs | Total | 0.00821 |  | 0.00821 | ug/l | WR96 | Pre 2009 | Data from original version of charts; RI data
12195 | 5 | ARKEMA, Inc. – 6400 NW Front Ave. | Rank-Order Curve Graphs | Stormwater | Total PCBs | Total | 0.00834 |  | 0.00834 | ug/l | WR96 | Pre 2009 | Data from original version of charts; RI data
12177 | 5 | ARKEMA, Inc. – 6400 NW Front Ave. | Rank-Order Curve Graphs | Stormwater | Total PCBs | Total | 0.0129 |  | 0.0129 | ug/l | WR96 | Pre 2009 | Data from original version of charts; RI data
12142 | 5 | ARKEMA, Inc. – 6400 NW Front Ave. | Rank-Order Curve Graphs | Stormwater | Total PCBs | Total | 0.0202 |  | 0.0202 | ug/l | WR96 | Pre 2009 | Data from original version of charts; RI data
12228 | 5 | GASCO – 7900 NW SAINT HELENS RD | Rank-Order Curve Graphs | Stormwater | Total PCBs | Total | 0.00051 |  | 0.00051 | ug/l | WR107 | Pre 2009 | Data from original version of charts; RI data
12220 | 5 | GASCO – 7900 NW SAINT HELENS RD | Rank-Order Curve Graphs | Stormwater | Total PCBs | Total | 0.00243 |  | 0.00243 | ug/l | WR107 | Pre 2009 | Data from original version of charts; RI data
12219 | 5 | GASCO – 7900 NW SAINT HELENS RD | Rank-Order Curve Graphs | Stormwater | Total PCBs | Total | 0.00262 |  | 0.00262 | ug/l | WR107 | Pre 2009 | Data from original version of charts; RI data
12216 | 5 | GASCO – 7900 NW SAINT HELENS RD | Rank-Order Curve Graphs | Stormwater | Total PCBs | Total | 0.00442 |  | 0.00442 | ug/l | WR107 | Pre 2009 | Data from original version of charts; RI data
114915 | 31 | GASCO – 7900 NW SAINT HELENS RD | 1200-Z | Stormwater | Total PCBs (Congeners) | Total | 0.51 |  | 0.51 | ug/l | WR-107 | 2007-04-09
114916 | 31 | GASCO – 7900 NW SAINT HELENS RD | 1200-Z | Stormwater | Total PCBs (Congeners) | Total | 2.619 |  | 2.619 | ug/l | WR-107 | 2007-04-18
114917 | 31 | GASCO – 7900 NW SAINT HELENS RD | 1200-Z | Stormwater | Total PCBs (Congeners) | Total | 4.417 |  | 4.417 | ug/l | WR-107 | 2007-05-03
114918 | 31 | GASCO – 7900 NW SAINT HELENS RD | 1200-Z | Stormwater | Total PCBs (Congeners) | Total | 2.426 |  | 2.426 | ug/l | WR-107 | 2007-05-21
9257 | 5 | Willbridge Bulk Fuel Area – NW Doane Ave. | Rank-Order Curve Graphs | Stormwater | Total PCBs (Aroclors) | Total | 0.042 | < | 0.042 | ug/l | MH-A | 2008-01-12
9256 | 5 | Willbridge Bulk Fuel Area – NW Doane Ave. | Rank-Order Curve Graphs | Stormwater | Total PCBs (Aroclors) | Total | 0.042 | < | 0.042 | ug/l | MH-E | 2008-01-12
9255 | 5 | Willbridge Bulk Fuel Area – NW Doane Ave. | Rank-Order Curve Graphs | Stormwater | Total PCBs (Aroclors) | Total | 0.042 | < | 0.042 | ug/l | MH-L | 2008-01-12
9254 | 5 | Willbridge Bulk Fuel Area – NW Doane Ave. | Rank-Order Curve Graphs | Stormwater | Total PCBs (Aroclors) | Total | 0.042 | < | 0.042 | ug/l | MTD | 2008-01-12
9206 | 5 | Willbridge Bulk Fuel Area – NW Doane Ave. | Rank-Order Curve Graphs | Stormwater | Total PCBs (Aroclors) | Total | 0.042 | < | 0.042 | ug/l | MH-A | 2008-01-14
9205 | 5 | Willbridge Bulk Fuel Area – NW Doane Ave. | Rank-Order Curve Graphs | Stormwater | Total PCBs (Aroclors) | Total | 0.042 | < | 0.042 | ug/l | MHE | 2008-01-14
9204 | 5 | Willbridge Bulk Fuel Area – NW Doane Ave. | Rank-Order Curve Graphs | Stormwater | Total PCBs (Aroclors) | Total | 0.042 | < | 0.042 | ug/l | MTD | 2008-01-14
9142 | 5 | Willbridge Bulk Fuel Area – NW Doane Ave. | Rank-Order Curve Graphs | Stormwater | Total PCBs (Aroclors) | Total | 0.042 | < | 0.042 | ug/l | MH-A | 2008-03-28
9141 | 5 | Willbridge Bulk Fuel Area – NW Doane Ave. | Rank-Order Curve Graphs | Stormwater | Total PCBs (Aroclors) | Total | 0.042 | < | 0.042 | ug/l | MH-E | 2008-03-28
9140 | 5 | Willbridge Bulk Fuel Area – NW Doane Ave. | Rank-Order Curve Graphs | Stormwater | Total PCBs (Aroclors) | Total | 0.042 | < | 0.042 | ug/l | MH-L | 2008-03-28
9139 | 5 | Willbridge Bulk Fuel Area – NW Doane Ave. | Rank-Order Curve Graphs | Stormwater | Total PCBs (Aroclors) | Total | 0.042 | < | 0.042 | ug/l | MTD | 2008-03-28
9087 | 5 | Willbridge Bulk Fuel Area – NW Doane Ave. | Rank-Order Curve Graphs | Stormwater | Total PCBs (Aroclors) | Total | 0.042 | < | 0.042 | ug/l | MH-A | 2008-05-23
9086 | 5 | Willbridge Bulk Fuel Area – NW Doane Ave. | Rank-Order Curve Graphs | Stormwater | Total PCBs (Aroclors) | Total | 0.042 | < | 0.042 | ug/l | MH-E | 2008-05-23
9059 | 5 | Willbridge Bulk Fuel Area – NW Doane Ave. | Rank-Order Curve Graphs | Stormwater | Total PCBs (Aroclors) | Total | 0.042 | < | 0.042 | ug/l | MH-L | 2008-06-03
114911 | 31 | GASCO – 7900 NW SAINT HELENS RD | 1200-Z | Stormwater | Total PCBs (Aroclors) | Total | 0.41 | < | 0.41 | ug/l | WR-107 | 2009-11-09
114912 | 31 | GASCO – 7900 NW SAINT HELENS RD | 1200-Z | Stormwater | Total PCBs (Aroclors) | Total | 0.395 | < | 0.395 | ug/l | WR-107 | 2009-11-20
114913 | 31 | GASCO – 7900 NW SAINT HELENS RD | 1200-Z | Stormwater | Total PCBs (Aroclors) | Total | 0.395 | < | 0.395 | ug/l | WR-107 | 2010-02-10
8274 | 5 | Willbridge Bulk Fuel Area – NW Doane Ave. | Rank-Order Curve Graphs | Stormwater | Total PCBs (Aroclors) | Total | 0.1 | < | 0.1 | ug/l | OUTFALL 003 | 2010-03-09
8273 | 5 | Willbridge Bulk Fuel Area – NW Doane Ave. | Rank-Order Curve Graphs | Stormwater | Total PCBs (Aroclors) | Total | 0.19 | < | 0.19 | ug/l | OUTFALL 001 | 2010-03-09
114914 | 31 | GASCO – 7900 NW SAINT HELENS RD | 1200-Z | Stormwater | Total PCBs (Aroclors) | Total | 0.4 | < | 0.4 | ug/l | WR-107 | 2010-04-02
8247 | 5 | Willbridge Bulk Fuel Area – NW Doane Ave. | Rank-Order Curve Graphs | Stormwater | Total PCBs (Aroclors) | Total | 0.19 | < | 0.19 | ug/l | OUTFALL 001 | 2010-04-26
8246 | 5 | Willbridge Bulk Fuel Area – NW Doane Ave. | Rank-Order Curve Graphs | Stormwater | Total PCBs (Aroclors) | Total | 0.19 | < | 0.19 | ug/l | OUTFALL 003 | 2010-04-26
23444 | 7 | GASCO – 7900 NW SAINT HELENS RD | 1200-Z | Stormwater | Total PCBs | Total | 0.00768 | < | 0.00768 | ug/l | 1 | 2012-10-16
23262 | 7 | Metro Central Transfer Station – 6161 NW 61ST AVE | 1200-Z | Stormwater | Total PCBs | Total | 0.008 | < | 0.008 | ug/l | 1 | 2012-10-22
22960 | 7 | Metro Central Transfer Station – 6161 NW 61ST AVE | 1200-Z | Stormwater | Total PCBs | Total | 0.00371 | < | 0.00371 | ug/l | 1 | 2012-10-29
21681 | 7 | Schnitzer Investment - Doane Lake/Air Liquide – 6529 NW FRONT AVE | 1200-Z | Stormwater | Total PCBs | Total | 0.19 | < | 0.19 | ug/l | 1 | 2012-11-12
21676 | 7 | MCCALL MARINE TERMINAL – 5480 NW FRONT AVE | 1200-Z | Stormwater | Total PCBs | Total | 0.24 | < | 0.24 | ug/l | 1 | 2012-11-12
20839 | 7 | Unocal - Willbridge Terminal – 5528 NW DOANE AVE | 1200-Z | Stormwater | Total PCBs | Total | 0.00962 | < | 0.00962 | ug/l | 1 | 2012-11-19
20840 | 7 | Unocal - Willbridge Terminal – 5528 NW DOANE AVE | 1200-Z | Stormwater | Total PCBs | Total | 0.00962 | < | 0.00962 | ug/l | 4 | 2012-11-19
20838 | 7 | Unocal - Willbridge Terminal – 5528 NW DOANE AVE | 1200-Z | Stormwater | Total PCBs | Total | 0.00973 | < | 0.00973 | ug/l | 2 | 2012-11-19
20211 | 7 | MCCALL MARINE TERMINAL – 5480 NW FRONT AVE | 1200-Z | Stormwater | Total PCBs | Total | 0.24 | < | 0.24 | ug/l | 1 | 2012-11-30
19650 | 7 | Chevron - Willbridge Distribution Terminal – 5531 NW DOANE AVE | 1200-Z | Stormwater | Total PCBs | Total | 0.38 | < | 0.38 | ug/l | 1 | 2012-12-06
19649 | 7 | Chevron - Willbridge Distribution Terminal – 5531 NW DOANE AVE | 1200-Z | Stormwater | Total PCBs | Total | 0.39 | < | 0.39 | ug/l | 2 | 2012-12-06
19440 | 7 | Metro Central Transfer Station – 6161 NW 61ST AVE | 1200-Z | Stormwater | Total PCBs | Total | 0.00399 | < | 0.00399 | ug/l | 1 | 2012-12-11
18810 | 7 | US Army COE - Portland Moorings – 8010 NW SAINT HELENS RD | 1200-Z | Stormwater | Total PCBs | Total | 0.098 | < | 0.098 | ug/l | 2 | 2012-12-17
18803 | 7 | US Army COE - Portland Moorings – 8010 NW SAINT HELENS RD | 1200-Z | Stormwater | Total PCBs | Total | 0.099 | < | 0.099 | ug/l | 1 | 2012-12-17
18192 | 7 | Chevron - Willbridge Distribution Terminal – 5531 NW DOANE AVE | 1200-Z | Stormwater | Total PCBs | Total | 0.4 | < | 0.4 | ug/l | 1 | 2012-12-24
18193 | 7 | Chevron - Willbridge Distribution Terminal – 5531 NW DOANE AVE | 1200-Z | Stormwater | Total PCBs | Total | 0.4 | < | 0.4 | ug/l | 2 | 2012-12-24
17758 | 7 | MCCALL MARINE TERMINAL – 5480 NW FRONT AVE | 1200-Z | Stormwater | Total PCBs | Total | 0.24 | < | 0.24 | ug/l | 1 | 2013-01-28
17657 | 7 | GASCO – 7900 NW SAINT HELENS RD | 1200-Z | Stormwater | Total PCBs | Total | 0.0106 | < | 0.0106 | ug/l | 1 | 2013-01-29
17545 | 7 | Unocal - Willbridge Terminal – 5528 NW DOANE AVE | 1200-Z | Stormwater | Total PCBs | Total | 0.00967 | < | 0.00967 | ug/l | 1 | 2013-02-19
17544 | 7 | Unocal - Willbridge Terminal – 5528 NW DOANE AVE | 1200-Z | Stormwater | Total PCBs | Total | 0.00987 | < | 0.00987 | ug/l | 4 | 2013-02-19
17543 | 7 | Unocal - Willbridge Terminal – 5528 NW DOANE AVE | 1200-Z | Stormwater | Total PCBs | Total | 0.69 | < | 0.69 | ug/l | 2 | 2013-02-19
16118 | 7 | Metro Central Transfer Station – 6161 NW 61ST AVE | 1200-Z | Stormwater | Total PCBs | Total | 0.0247 |  | 0.0247 | ug/l | 1 | 2013-03-05
15322 | 7 | Metro Central Transfer Station – 6161 NW 61ST AVE | 1200-Z | Stormwater | Total PCBs | Total | 0.19 | < | 0.19 | ug/l | 1 | 2013-03-19
14998 | 7 | MCCALL MARINE TERMINAL – 5480 NW FRONT AVE | 1200-Z | Stormwater | Total PCBs | Total | 0.24 | < | 0.24 | ug/l | 1 | 2013-03-20
14540 | 7 | US Army COE - Portland Moorings – 8010 NW SAINT HELENS RD | 1200-Z | Stormwater | Total PCBs | Total | 0.00983 | < | 0.00983 | ug/l | 1 | 2013-04-04
14532 | 7 | US Army COE - Portland Moorings – 8010 NW SAINT HELENS RD | 1200-Z | Stormwater | Total PCBs | Total | 0.00984 | < | 0.00984 | ug/l | 2 | 2013-04-04
13498 | 7 | Schnitzer Investment - Doane Lake/Air Liquide – 6529 NW FRONT AVE | 1200-Z | Stormwater | Total PCBs | Total | 0.0099 | < | 0.0099 | ug/l | 1 | 2013-05-16
13506 | 7 | US Army COE - Portland Moorings – 8010 NW SAINT HELENS RD | 1200-Z | Stormwater | Total PCBs | Total | 0.00986 | < | 0.00986 | ug/l | 2 | 2013-05-16
13488 | 7 | US Army COE - Portland Moorings – 8010 NW SAINT HELENS RD | 1200-Z | Stormwater | Total PCBs | Total | 0.0103 | < | 0.0103 | ug/l | 1 | 2013-05-16
13322 | 7 | Chevron - Willbridge Distribution Terminal – 5531 NW DOANE AVE | 1200-Z | Stormwater | Total PCBs | Total | 0.38 | < | 0.38 | ug/l | 2 | 2013-05-17
13321 | 7 | Chevron - Willbridge Distribution Terminal – 5531 NW DOANE AVE | 1200-Z | Stormwater | Total PCBs | Total | 0.39 | < | 0.39 | ug/l | 1 | 2013-05-17
12653 | 7 | Schnitzer Investment - Doane Lake/Air Liquide – 6529 NW FRONT AVE | 1200-Z | Stormwater | Total PCBs | Total | 0.19 | < | 0.19 | ug/l | 1 | 2013-05-22
12381 | 7 | Chevron - Willbridge Distribution Terminal – 5531 NW DOANE AVE | 1200-Z | Stormwater | Total PCBs | Total | 0.4 | < | 0.4 | ug/l | 1 | 2013-06-13
12382 | 7 | Chevron - Willbridge Distribution Terminal – 5531 NW DOANE AVE | 1200-Z | Stormwater | Total PCBs | Total | 0.4 | < | 0.4 | ug/l | 2 | 2013-06-13
12323 | 7 | Schnitzer Investment - Doane Lake/Air Liquide – 6529 NW FRONT AVE | 1200-Z | Stormwater | Total PCBs | Total | 0.19 | < | 0.19 | ug/l | 1 | 2013-06-25
33682 | 9 | GASCO – 7900 NW SAINT HELENS RD | 1200-Z | Stormwater | Total PCBs | Total | 0.0101 | < | 0.0101 | ug/l | 1 | 2013-09-23
33559 | 9 | Metro Central Transfer Station – 6161 NW 61ST AVE | 1200-Z | Stormwater | Total PCBs | Total | 0.0943 | < | 0.0943 | ug/l | 1 | 2013-11-07
33670 | 9 | Unocal - Willbridge Terminal – 5528 NW DOANE AVE | 1200-Z | Stormwater | Total PCBs | Total | 0.0106 | < | 0.0106 | ug/l | 1 | 2013-11-07
33662 | 9 | Unocal - Willbridge Terminal – 5528 NW DOANE AVE | 1200-Z | Stormwater | Total PCBs | Total | 0.0112 | < | 0.0112 | ug/l | 4 | 2013-11-07
33658 | 9 | Unocal - Willbridge Terminal – 5528 NW DOANE AVE | 1200-Z | Stormwater | Total PCBs | Total | 0.012 | < | 0.012 | ug/l | 2 | 2013-11-07
33585 | 9 | MCCALL MARINE TERMINAL – 5480 NW FRONT AVE | 1200-Z | Stormwater | Total PCBs | Total | 0.05 | < | 0.05 | ug/l | 1 | 2013-11-07
33709 | 9 | US Army COE - Portland Moorings – 8010 NW SAINT HELENS RD | 1200-Z | Stormwater | Total PCBs | Total | 0.00966 | < | 0.00966 | ug/l | 2 | 2013-11-18
33702 | 9 | US Army COE - Portland Moorings – 8010 NW SAINT HELENS RD | 1200-Z | Stormwater | Total PCBs | Total | 0.00971 | < | 0.00971 | ug/l | 1 | 2013-11-18
33594 | 9 | Schnitzer Investment - Doane Lake/Air Liquide – 6529 NW FRONT AVE | 1200-Z | Stormwater | Total PCBs | Total | 0.048 | < | 0.048 | ug/l | 1 | 2013-12-02
33593 | 9 | Chevron - Willbridge Distribution Terminal – 5531 NW DOANE AVE | 1200-Z | Stormwater | Total PCBs | Total | 0.048 | < | 0.048 | ug/l | 1 | 2013-12-02
33595 | 9 | Chevron - Willbridge Distribution Terminal – 5531 NW DOANE AVE | 1200-Z | Stormwater | Total PCBs | Total | 0.048 | < | 0.048 | ug/l | 2 | 2013-12-02
33458 | 9 | MCCALL MARINE TERMINAL – 5480 NW FRONT AVE | 1200-Z | Stormwater | Total PCBs | Total | 0.5 | < | 0.5 | ug/l | 1 | 2013-12-02
33714 | 9 | US Army COE - Portland Moorings – 8010 NW SAINT HELENS RD | 1200-Z | Stormwater | Total PCBs | Total | 0.00962 | < | 0.00962 | ug/l | 2 | 2013-12-12
33710 | 9 | US Army COE - Portland Moorings – 8010 NW SAINT HELENS RD | 1200-Z | Stormwater | Total PCBs | Total | 0.00966 | < | 0.00966 | ug/l | 1 | 2013-12-12
33490 | 9 | Chevron - Willbridge Distribution Terminal – 5531 NW DOANE AVE | 1200-Z | Stormwater | Total PCBs | Total | 0.1 | < | 0.1 | ug/l | 1 | 2013-12-30
33491 | 9 | Chevron - Willbridge Distribution Terminal – 5531 NW DOANE AVE | 1200-Z | Stormwater | Total PCBs | Total | 0.1 | < | 0.1 | ug/l | 2 | 2013-12-30
33573 | 9 | Schnitzer Investment - Doane Lake/Air Liquide – 6529 NW FRONT AVE | 1200-Z | Stormwater | Total PCBs | Total | 0.0935 | < | 0.0935 | ug/l | 1 | 2014-01-08
33673 | 9 | Unocal - Willbridge Terminal – 5528 NW DOANE AVE | 1200-Z | Stormwater | Total PCBs | Total | 0.0105 | < | 0.0105 | ug/l | 2 | 2014-02-11
33668 | 9 | Unocal - Willbridge Terminal – 5528 NW DOANE AVE | 1200-Z | Stormwater | Total PCBs | Total | 0.0107 | < | 0.0107 | ug/l | 4 | 2014-02-11
33666 | 9 | Unocal - Willbridge Terminal – 5528 NW DOANE AVE | 1200-Z | Stormwater | Total PCBs | Total | 0.0108 | < | 0.0108 | ug/l | 1 | 2014-02-11
33570 | 9 | Metro Central Transfer Station – 6161 NW 61ST AVE | 1200-Z | Stormwater | Total PCBs | Total | 0.0943 | < | 0.0943 | ug/l | 1 | 2014-02-17
33722 | 9 | GASCO – 7900 NW SAINT HELENS RD | 1200-Z | Stormwater | Total PCBs | Total | 0.00958 | < | 0.00958 | ug/l | 1 | 2014-02-18
33459 | 9 | MCCALL MARINE TERMINAL – 5480 NW FRONT AVE | 1200-Z | Stormwater | Total PCBs | Total | 0.5 | < | 0.5 | ug/l | 1 | 2014-02-27
33512 | 9 | Chevron - Willbridge Distribution Terminal – 5531 NW DOANE AVE | 1200-Z | Stormwater | Total PCBs | Total | 0.097 | < | 0.097 | ug/l | 1 | 2014-04-18
33493 | 9 | Chevron - Willbridge Distribution Terminal – 5531 NW DOANE AVE | 1200-Z | Stormwater | Total PCBs | Total | 0.1 | < | 0.1 | ug/l | 2 | 2014-04-18
33712 | 9 | US Army COE - Portland Moorings – 8010 NW SAINT HELENS RD | 1200-Z | Stormwater | Total PCBs | Total | 0.00963 | < | 0.00963 | ug/l | 2 | 2014-04-24
33698 | 9 | US Army COE - Portland Moorings – 8010 NW SAINT HELENS RD | 1200-Z | Stormwater | Total PCBs | Total | 0.00982 | < | 0.00982 | ug/l | 1 | 2014-04-24
33460 | 9 | MCCALL MARINE TERMINAL – 5480 NW FRONT AVE | 1200-Z | Stormwater | Total PCBs | Total | 0.5 | < | 0.5 | ug/l | 1 | 2014-05-09
33504 | 9 | Chevron - Willbridge Distribution Terminal – 5531 NW DOANE AVE | 1200-Z | Stormwater | Total PCBs | Total | 0.098 | < | 0.098 | ug/l | 2 | 2014-05-19
33480 | 9 | Chevron - Willbridge Distribution Terminal – 5531 NW DOANE AVE | 1200-Z | Stormwater | Total PCBs | Total | 0.11 | < | 0.11 | ug/l | 1 | 2014-05-19
33731 | 9 | US Army COE - Portland Moorings – 8010 NW SAINT HELENS RD | 1200-Z | Stormwater | Total PCBs | Total | 0.00951 | < | 0.00951 | ug/l | 2 | 2014-06-12
33703 | 9 | US Army COE - Portland Moorings – 8010 NW SAINT HELENS RD | 1200-Z | Stormwater | Total PCBs | Total | 0.00971 | < | 0.00971 | ug/l | 1 | 2014-06-12
42292 | 11 | Shell Oil Co. - Willbridge Plant – 5880 NW ST HELENS RD | 1200-Z | Stormwater | Total PCBs | Total | 0.108 | < | 0.000108 | mg/L | A | 2014-10-14 03:00
42294 | 11 | Shell Oil Co. - Willbridge Plant – 5880 NW ST HELENS RD | 1200-Z | Stormwater | Total PCBs | Total | 0.105 | < | 0.000105 | mg/L | B | 2014-10-14 03:25
42227 | 11 | Schnitzer Investment - Doane Lake/Air Liquide – 6529 NW FRONT AVE | 1200-Z | Stormwater | Total PCBs | Total | 0.0952 | < | 9.52e-05 | mg/L | 01 | 2014-10-17 16:35
42296 | 11 | MCCALL MARINE TERMINAL – 5480 NW FRONT AVE | 1200-Z | Stormwater | Total PCBs | Total | 0.098 | < | 9.8e-05 | mg/L | 01 | 2014-10-22 10:45
42302 | 11 | Metro Central Transfer Station – 6161 NW 61ST AVE | 1200-Z | Stormwater | Total PCBs | Total | 0.0952 | < | 9.52e-05 | mg/L | 01 | 2014-10-22 11:05
42318 | 11 | Unocal - Willbridge Terminal – 5528 NW DOANE AVE | 1200-Z | Stormwater | Total PCBs | Total | 0.0112 | < | 1.12e-05 | mg/L | 04 | 2014-10-22 12:00
42316 | 11 | Unocal - Willbridge Terminal – 5528 NW DOANE AVE | 1200-Z | Stormwater | Total PCBs | Total | 0.0116 | < | 1.16e-05 | mg/L | 02 | 2014-10-22 12:20
42314 | 11 | Unocal - Willbridge Terminal – 5528 NW DOANE AVE | 1200-Z | Stormwater | Total PCBs | Total | 0.0103 | < | 1.03e-05 | mg/L | 01 | 2014-10-22 12:40
42349 | 11 | US Army COE - Portland Moorings – 8010 NW SAINT HELENS RD | 1200-Z | Stormwater | Total PCBs | Total | 0.00952 | < | 9.52e-06 | mg/L | 02 | 2014-10-31 08:00
42347 | 11 | US Army COE - Portland Moorings – 8010 NW SAINT HELENS RD | 1200-Z | Stormwater | Total PCBs | Total | 0.00967 | < | 9.67e-06 | mg/L | 01 | 2014-10-31 08:00
42348 | 11 | US Army COE - Portland Moorings – 8010 NW SAINT HELENS RD | 1200-Z | Stormwater | Total PCBs | Total | 0.00956 | < | 9.56e-06 | mg/L | 01 | 2014-12-05 08:30
42350 | 11 | US Army COE - Portland Moorings – 8010 NW SAINT HELENS RD | 1200-Z | Stormwater | Total PCBs | Total | 0.0097 | < | 9.7e-06 | mg/L | 02 | 2014-12-05 08:50
42228 | 11 | Schnitzer Investment - Doane Lake/Air Liquide – 6529 NW FRONT AVE | 1200-Z | Stormwater | Total PCBs | Total | 0.0952 | < | 9.52e-05 | mg/L | 01 | 2015-01-15 19:55
42303 | 11 | Metro Central Transfer Station – 6161 NW 61ST AVE | 1200-Z | Stormwater | Total PCBs | Total | 0.099 | < | 9.9e-05 | mg/L | 01 | 2015-02-05 15:50
42315 | 11 | Unocal - Willbridge Terminal – 5528 NW DOANE AVE | 1200-Z | Stormwater | Total PCBs | Total | 0.236 | < | 0.000236 | mg/L | 01 | 2015-02-09 13:50
42317 | 11 | Unocal - Willbridge Terminal – 5528 NW DOANE AVE | 1200-Z | Stormwater | Total PCBs | Total | 0.236 | < | 0.000236 | mg/L | 02 | 2015-02-09 14:12
42319 | 11 | Unocal - Willbridge Terminal – 5528 NW DOANE AVE | 1200-Z | Stormwater | Total PCBs | Total | 0.236 | < | 0.000236 | mg/L | 04 | 2015-02-09 14:24
42293 | 11 | Shell Oil Co. - Willbridge Plant – 5880 NW ST HELENS RD | 1200-Z | Stormwater | Total PCBs | Total | 0.0962 | < | 9.62e-05 | mg/L | A | 2015-03-14 06:45
42295 | 11 | Shell Oil Co. - Willbridge Plant – 5880 NW ST HELENS RD | 1200-Z | Stormwater | Total PCBs | Total | 0.0971 | < | 9.71e-05 | mg/L | B | 2015-03-14 06:55
42297 | 11 | MCCALL MARINE TERMINAL – 5480 NW FRONT AVE | 1200-Z | Stormwater | Total PCBs | Total | 0.0962 | < | 9.62e-05 | mg/L | 01 | 2015-03-25 08:00
46500 | 13 | Unocal - Willbridge Terminal – 5528 NW DOANE AVE | 1200-Z | Stormwater | Total PCBs | Total | 0.25 | < | 0.00025 | mg/L | 01 | 2015-10-30 08:15
46474 | 13 | Metro Central Transfer Station – 6161 NW 61ST AVE | 1200-Z | Stormwater | Total PCBs | Total | 0.0991 |  | 9.91e-05 | mg/L | 01 | 2015-10-30 11:35
46502 | 13 | Unocal - Willbridge Terminal – 5528 NW DOANE AVE | 1200-Z | Stormwater | Total PCBs | Total | 0.25 | < | 0.00025 | mg/L | 04 | 2015-10-30 12:10
46486 | 13 | Schnitzer Investment - Doane Lake/Air Liquide – 6529 NW FRONT AVE | 1200-Z | Stormwater | Total PCBs | Total | 0.0952 | < | 9.52e-05 | mg/L | 01 | 2015-11-07 12:40
46472 | 13 | MCCALL MARINE TERMINAL – 5480 NW FRONT AVE | 1200-Z | Stormwater | Total PCBs | Total | 0.0943 | < | 9.43e-05 | mg/L | 01 | 2015-11-17 14:30
46487 | 13 | Schnitzer Investment - Doane Lake/Air Liquide – 6529 NW FRONT AVE | 1200-Z | Stormwater | Total PCBs | Total | 0.0952 | < | 9.52e-05 | mg/L | 01 | 2016-01-12 13:40
46501 | 13 | Unocal - Willbridge Terminal – 5528 NW DOANE AVE | 1200-Z | Stormwater | Total PCBs | Total | 0.25 | < | 0.00025 | mg/L | 01 | 2016-01-17 07:00
46503 | 13 | Unocal - Willbridge Terminal – 5528 NW DOANE AVE | 1200-Z | Stormwater | Total PCBs | Total | 0.25 | < | 0.00025 | mg/L | 04 | 2016-01-17 08:00
46473 | 13 | MCCALL MARINE TERMINAL – 5480 NW FRONT AVE | 1200-Z | Stormwater | Total PCBs | Total | 0.0943 | < | 9.43e-05 | mg/L | 01 | 2016-01-19 13:05
46475 | 13 | Metro Central Transfer Station – 6161 NW 61ST AVE | 1200-Z | Stormwater | Total PCBs | Total | 0.098 | < | 9.8e-05 | mg/L | 01 | 2016-02-03 15:20
102610 | 15 | Unocal - Willbridge Terminal – 5528 NW DOANE AVE | 1200-Z | Stormwater | Total PCBs | Total | 0.0159 | < | 1.59e-05 | mg/L | 01 | 2016-10-15 19:15
101316 | 15 | MCCALL MARINE TERMINAL – 5480 NW FRONT AVE | 1200-Z | Stormwater | Total PCBs | Total | 0.0971 | < | 9.71e-05 | mg/L | 01 | 2016-11-05 15:15
102614 | 15 | Unocal - Willbridge Terminal – 5528 NW DOANE AVE | 1200-Z | Stormwater | Total PCBs | Total | 0.063 | < | 6.3e-05 | mg/L | 03 | 2016-11-14 17:30
102612 | 15 | Unocal - Willbridge Terminal – 5528 NW DOANE AVE | 1200-Z | Stormwater | Total PCBs | Total | 0.07 | < | 7e-05 | mg/L | 02 | 2016-11-14 17:50
102616 | 15 | Unocal - Willbridge Terminal – 5528 NW DOANE AVE | 1200-Z | Stormwater | Total PCBs | Total | 0.063 | < | 6.3e-05 | mg/L | 04 | 2016-11-15 04:40
101424 | 15 | Metro Central Transfer Station – 6161 NW 61ST AVE | 1200-Z | Stormwater | Total PCBs | Total | 0.115 | < | 0.000115 | mg/L | 01 | 2016-11-22 16:30
98685 | 15 | Chevron - Willbridge Distribution Terminal – 5531 NW DOANE AVE | 1200-Z | Stormwater | Total PCBs | Total | 0.51 | < | 0.00051 | mg/L | 01 | 2016-12-13 11:30
98687 | 15 | Chevron - Willbridge Distribution Terminal – 5531 NW DOANE AVE | 1200-Z | Stormwater | Total PCBs | Total | 0.52 | < | 0.00052 | mg/L | 02 | 2016-12-13 11:40
98689 | 15 | Chevron - Willbridge Distribution Terminal – 5531 NW DOANE AVE | 1200-Z | Stormwater | Total PCBs | Total | 0.5 | < | 0.0005 | mg/L | 03 | 2016-12-13 11:50
98690 | 15 | Chevron - Willbridge Distribution Terminal – 5531 NW DOANE AVE | 1200-Z | Stormwater | Total PCBs | Total | 0.05 | < | 5e-05 | mg/L | 03 | 2016-12-29 09:30
101317 | 15 | MCCALL MARINE TERMINAL – 5480 NW FRONT AVE | 1200-Z | Stormwater | Total PCBs | Total | 0.0943 | < | 9.43e-05 | mg/L | 01 | 2017-02-05 11:25
102615 | 15 | Unocal - Willbridge Terminal – 5528 NW DOANE AVE | 1200-Z | Stormwater | Total PCBs | Total | 0.063 | < | 6.3e-05 | mg/L | 03 | 2017-02-08 07:00
102613 | 15 | Unocal - Willbridge Terminal – 5528 NW DOANE AVE | 1200-Z | Stormwater | Total PCBs | Total | 0.063 | < | 6.3e-05 | mg/L | 02 | 2017-02-08 07:30
102617 | 15 | Unocal - Willbridge Terminal – 5528 NW DOANE AVE | 1200-Z | Stormwater | Total PCBs | Total | 0.063 | < | 6.3e-05 | mg/L | 04 | 2017-02-08 08:00
102611 | 15 | Unocal - Willbridge Terminal – 5528 NW DOANE AVE | 1200-Z | Stormwater | Total PCBs | Total | 0.063 | < | 6.3e-05 | mg/L | 01 | 2017-02-08 08:20
98686 | 15 | Chevron - Willbridge Distribution Terminal – 5531 NW DOANE AVE | 1200-Z | Stormwater | Total PCBs | Total | 0.5 | < | 0.0005 | mg/L | 01 | 2017-02-08 14:00
98688 | 15 | Chevron - Willbridge Distribution Terminal – 5531 NW DOANE AVE | 1200-Z | Stormwater | Total PCBs | Total | 0.51 | < | 0.00051 | mg/L | 02 | 2017-02-08 14:10
98691 | 15 | Chevron - Willbridge Distribution Terminal – 5531 NW DOANE AVE | 1200-Z | Stormwater | Total PCBs | Total | 0.5 | < | 0.0005 | mg/L | 03 | 2017-02-08 14:30
101425 | 15 | Metro Central Transfer Station – 6161 NW 61ST AVE | 1200-Z | Stormwater | Total PCBs | Total | 0.0935 | < | 9.35e-05 | mg/L | 01 | 2017-04-12 08:35

## Schnitzer Steel
[7 empty] | Micrograms per liter |  | date | Year | Average
21681 | 7 | Schnitzer Investment - Doane Lake/Air Liquide – 6529 NW FRONT AVE | 1200-Z | Stormwater | Total PCBs | Total | 0.19 | < | 2012-11-12 | 2012 | 0.19
13498 | 7 | Schnitzer Investment - Doane Lake/Air Liquide – 6529 NW FRONT AVE | 1200-Z | Stormwater | Total PCBs | Total | 0.0099 | < | 2013-05-16 | 2013 | 0.10948
12653 | 7 | Schnitzer Investment - Doane Lake/Air Liquide – 6529 NW FRONT AVE | 1200-Z | Stormwater | Total PCBs | Total | 0.19 | < | 2013-05-22 | 2014 | 0.09435
12323 | 7 | Schnitzer Investment - Doane Lake/Air Liquide – 6529 NW FRONT AVE | 1200-Z | Stormwater | Total PCBs | Total | 0.19 | < | 2013-06-25 | 2015 | 0.0952
33594 | 9 | Schnitzer Investment - Doane Lake/Air Liquide – 6529 NW FRONT AVE | 1200-Z | Stormwater | Total PCBs | Total | 0.048 | < | 2013-12-02 | 2016 | 0.0952
33573 | 9 | Schnitzer Investment - Doane Lake/Air Liquide – 6529 NW FRONT AVE | 1200-Z | Stormwater | Total PCBs | Total | 0.0935 | < | 2014-01-08
42227 | 11 | Schnitzer Investment - Doane Lake/Air Liquide – 6529 NW FRONT AVE | 1200-Z | Stormwater | Total PCBs | Total | 0.0952 | < | 2014-10-17 16:35
42228 | 11 | Schnitzer Investment - Doane Lake/Air Liquide – 6529 NW FRONT AVE | 1200-Z | Stormwater | Total PCBs | Total | 0.0952 | < | 2015-01-15 19:55
46486 | 13 | Schnitzer Investment - Doane Lake/Air Liquide – 6529 NW FRONT AVE | 1200-Z | Stormwater | Total PCBs | Total | 0.0952 | < | 2015-11-07 12:40
46487 | 13 | Schnitzer Investment - Doane Lake/Air Liquide – 6529 NW FRONT AVE | 1200-Z | Stormwater | Total PCBs | Total | 0.0952 | < | 2016-01-12 13:40

## Metro Central PCBs
[6 empty] | Micrograms per liter | Location | Date | Year | Average
7 | Metro Central Transfer Station – 6161 NW 61ST AVE | 1200-Z | Stormwater | Total PCBs | Total | 0.008 | 1 | 2012-10-22 | 2012 | 0.0052333
7 | Metro Central Transfer Station – 6161 NW 61ST AVE | 1200-Z | Stormwater | Total PCBs | Total | 0.00371 | 1 | 2012-10-29 | 2013 | 0.103
7 | Metro Central Transfer Station – 6161 NW 61ST AVE | 1200-Z | Stormwater | Total PCBs | Total | 0.00399 | 1 | 2012-12-11 | 2014 | 0.09475
7 | Metro Central Transfer Station – 6161 NW 61ST AVE | 1200-Z | Stormwater | Total PCBs | Total | 0.0247 | 1 | 2013-03-05 | 2015 | 0.09905
7 | Metro Central Transfer Station – 6161 NW 61ST AVE | 1200-Z | Stormwater | Total PCBs | Total | 0.19 | 1 | 2013-03-19 | 2016 | 0.1065
9 | Metro Central Transfer Station – 6161 NW 61ST AVE | 1200-Z | Stormwater | Total PCBs | Total | 0.0943 | 1 | 2013-11-07 | 2017 | 0.0935
9 | Metro Central Transfer Station – 6161 NW 61ST AVE | 1200-Z | Stormwater | Total PCBs | Total | 0.0943 | 1 | 2014-02-17
11 | Metro Central Transfer Station – 6161 NW 61ST AVE | 1200-Z | Stormwater | Total PCBs | Total | 0.0952 | 01 | 2014-10-22 11:05
11 | Metro Central Transfer Station – 6161 NW 61ST AVE | 1200-Z | Stormwater | Total PCBs | Total | 0.099 | 01 | 2015-02-05 15:50
13 | Metro Central Transfer Station – 6161 NW 61ST AVE | 1200-Z | Stormwater | Total PCBs | Total | 0.0991 | 01 | 2015-10-30 11:35
13 | Metro Central Transfer Station – 6161 NW 61ST AVE | 1200-Z | Stormwater | Total PCBs | Total | 0.098 | 01 | 2016-02-03 15:20
15 | Metro Central Transfer Station – 6161 NW 61ST AVE | 1200-Z | Stormwater | Total PCBs | Total | 0.115 | 01 | 2016-11-22 16:30
15 | Metro Central Transfer Station – 6161 NW 61ST AVE | 1200-Z | Stormwater | Total PCBs | Total | 0.0935 | 01 | 2017-04-12 08:35

## McCall Marine PCBs
[7 empty] | Micrograms per liter |  | Location | Date | Year | Average
21676 | 7 | MCCALL MARINE TERMINAL – 5480 NW FRONT AVE | 1200-Z | Stormwater | Total PCBs | Total | 0.24 | < | 1 | 2012-11-12 | 2012 | 0.24
20211 | 7 | MCCALL MARINE TERMINAL – 5480 NW FRONT AVE | 1200-Z | Stormwater | Total PCBs | Total | 0.24 | < | 1 | 2012-11-30 | 2013 | 0.2575
17758 | 7 | MCCALL MARINE TERMINAL – 5480 NW FRONT AVE | 1200-Z | Stormwater | Total PCBs | Total | 0.24 | < | 1 | 2013-01-28 | 2014 | 0.366
14998 | 7 | MCCALL MARINE TERMINAL – 5480 NW FRONT AVE | 1200-Z | Stormwater | Total PCBs | Total | 0.24 | < | 1 | 2013-03-20 | 2015 | 0.09525
33585 | 9 | MCCALL MARINE TERMINAL – 5480 NW FRONT AVE | 1200-Z | Stormwater | Total PCBs | Total | 0.05 | < | 1 | 2013-11-07 | 2016 | 0.0957
33458 | 9 | MCCALL MARINE TERMINAL – 5480 NW FRONT AVE | 1200-Z | Stormwater | Total PCBs | Total | 0.5 | < | 1 | 2013-12-02 | 2017 | 0.0943
33459 | 9 | MCCALL MARINE TERMINAL – 5480 NW FRONT AVE | 1200-Z | Stormwater | Total PCBs | Total | 0.5 | < | 1 | 2014-02-27
33460 | 9 | MCCALL MARINE TERMINAL – 5480 NW FRONT AVE | 1200-Z | Stormwater | Total PCBs | Total | 0.5 | < | 1 | 2014-05-09
42296 | 11 | MCCALL MARINE TERMINAL – 5480 NW FRONT AVE | 1200-Z | Stormwater | Total PCBs | Total | 0.098 | < | 01 | 2014-10-22 10:45
42297 | 11 | MCCALL MARINE TERMINAL – 5480 NW FRONT AVE | 1200-Z | Stormwater | Total PCBs | Total | 0.0962 | < | 01 | 2015-03-25 08:00
46472 | 13 | MCCALL MARINE TERMINAL – 5480 NW FRONT AVE | 1200-Z | Stormwater | Total PCBs | Total | 0.0943 | < | 01 | 2015-11-17 14:30
46473 | 13 | MCCALL MARINE TERMINAL – 5480 NW FRONT AVE | 1200-Z | Stormwater | Total PCBs | Total | 0.0943 | < | 01 | 2016-01-19 13:05
101316 | 15 | MCCALL MARINE TERMINAL – 5480 NW FRONT AVE | 1200-Z | Stormwater | Total PCBs | Total | 0.0971 | < | 01 | 2016-11-05 15:15
101317 | 15 | MCCALL MARINE TERMINAL – 5480 NW FRONT AVE | 1200-Z | Stormwater | Total PCBs | Total | 0.0943 | < | 01 | 2017-02-05 11:25

## Chevron Willbridge PCBs
[13 empty] | Year | Average
19650 | 7 | Chevron - Willbridge Distribution Terminal – 5531 NW DOANE AVE | 1200-Z | Stormwater | Total PCBs | Total | 0.38 | < | 0.38 | ug/l | 1 | 2012-12-06 | 2012 | 0.3925
19649 | 7 | Chevron - Willbridge Distribution Terminal – 5531 NW DOANE AVE | 1200-Z | Stormwater | Total PCBs | Total | 0.39 | < | 0.39 | ug/l | 2 | 2012-12-06 | 2013 | 0.23325
18192 | 7 | Chevron - Willbridge Distribution Terminal – 5531 NW DOANE AVE | 1200-Z | Stormwater | Total PCBs | Total | 0.4 | < | 0.4 | ug/l | 1 | 2012-12-24 | 2014 | 0.10125
18193 | 7 | Chevron - Willbridge Distribution Terminal – 5531 NW DOANE AVE | 1200-Z | Stormwater | Total PCBs | Total | 0.4 | < | 0.4 | ug/l | 2 | 2012-12-24 | 2016 | 0.395
13322 | 7 | Chevron - Willbridge Distribution Terminal – 5531 NW DOANE AVE | 1200-Z | Stormwater | Total PCBs | Total | 0.38 | < | 0.38 | ug/l | 2 | 2013-05-17 | 2017 | 0.50333
13321 | 7 | Chevron - Willbridge Distribution Terminal – 5531 NW DOANE AVE | 1200-Z | Stormwater | Total PCBs | Total | 0.39 | < | 0.39 | ug/l | 1 | 2013-05-17
12381 | 7 | Chevron - Willbridge Distribution Terminal – 5531 NW DOANE AVE | 1200-Z | Stormwater | Total PCBs | Total | 0.4 | < | 0.4 | ug/l | 1 | 2013-06-13
12382 | 7 | Chevron - Willbridge Distribution Terminal – 5531 NW DOANE AVE | 1200-Z | Stormwater | Total PCBs | Total | 0.4 | < | 0.4 | ug/l | 2 | 2013-06-13
33593 | 9 | Chevron - Willbridge Distribution Terminal – 5531 NW DOANE AVE | 1200-Z | Stormwater | Total PCBs | Total | 0.048 | < | 0.048 | ug/l | 1 | 2013-12-02
33595 | 9 | Chevron - Willbridge Distribution Terminal – 5531 NW DOANE AVE | 1200-Z | Stormwater | Total PCBs | Total | 0.048 | < | 0.048 | ug/l | 2 | 2013-12-02
33490 | 9 | Chevron - Willbridge Distribution Terminal – 5531 NW DOANE AVE | 1200-Z | Stormwater | Total PCBs | Total | 0.1 | < | 0.1 | ug/l | 1 | 2013-12-30
33491 | 9 | Chevron - Willbridge Distribution Terminal – 5531 NW DOANE AVE | 1200-Z | Stormwater | Total PCBs | Total | 0.1 | < | 0.1 | ug/l | 2 | 2013-12-30
33512 | 9 | Chevron - Willbridge Distribution Terminal – 5531 NW DOANE AVE | 1200-Z | Stormwater | Total PCBs | Total | 0.097 | < | 0.097 | ug/l | 1 | 2014-04-18
33493 | 9 | Chevron - Willbridge Distribution Terminal – 5531 NW DOANE AVE | 1200-Z | Stormwater | Total PCBs | Total | 0.1 | < | 0.1 | ug/l | 2 | 2014-04-18
33504 | 9 | Chevron - Willbridge Distribution Terminal – 5531 NW DOANE AVE | 1200-Z | Stormwater | Total PCBs | Total | 0.098 | < | 0.098 | ug/l | 2 | 2014-05-19
33480 | 9 | Chevron - Willbridge Distribution Terminal – 5531 NW DOANE AVE | 1200-Z | Stormwater | Total PCBs | Total | 0.11 | < | 0.11 | ug/l | 1 | 2014-05-19
98685 | 15 | Chevron - Willbridge Distribution Terminal – 5531 NW DOANE AVE | 1200-Z | Stormwater | Total PCBs | Total | 0.51 | < | 0.00051 | mg/L | 01 | 2016-12-13 11:30
98687 | 15 | Chevron - Willbridge Distribution Terminal – 5531 NW DOANE AVE | 1200-Z | Stormwater | Total PCBs | Total | 0.52 | < | 0.00052 | mg/L | 02 | 2016-12-13 11:40
98689 | 15 | Chevron - Willbridge Distribution Terminal – 5531 NW DOANE AVE | 1200-Z | Stormwater | Total PCBs | Total | 0.5 | < | 0.0005 | mg/L | 03 | 2016-12-13 11:50
98690 | 15 | Chevron - Willbridge Distribution Terminal – 5531 NW DOANE AVE | 1200-Z | Stormwater | Total PCBs | Total | 0.05 | < | 5e-05 | mg/L | 03 | 2016-12-29 09:30
98686 | 15 | Chevron - Willbridge Distribution Terminal – 5531 NW DOANE AVE | 1200-Z | Stormwater | Total PCBs | Total | 0.5 | < | 0.0005 | mg/L | 01 | 2017-02-08 14:00
98688 | 15 | Chevron - Willbridge Distribution Terminal – 5531 NW DOANE AVE | 1200-Z | Stormwater | Total PCBs | Total | 0.51 | < | 0.00051 | mg/L | 02 | 2017-02-08 14:10
98691 | 15 | Chevron - Willbridge Distribution Terminal – 5531 NW DOANE AVE | 1200-Z | Stormwater | Total PCBs | Total | 0.5 | < | 0.0005 | mg/L | 03 | 2017-02-08 14:30

## Unocal PCBs
[10 empty] | Year | Average
[7 empty] | Micrograms Per liter | Location | Date | 2012 | 0.0096567
20839 | 7 | Unocal - Willbridge Terminal – 5528 NW DOANE AVE | 1200-Z | Stormwater | Total PCBs | Total | 0.00962 | 1 | 2012-11-19 | 2013 | 0.12389
20840 | 7 | Unocal - Willbridge Terminal – 5528 NW DOANE AVE | 1200-Z | Stormwater | Total PCBs | Total | 0.00962 | 4 | 2012-11-19 | 2014 | 0.01085
20838 | 7 | Unocal - Willbridge Terminal – 5528 NW DOANE AVE | 1200-Z | Stormwater | Total PCBs | Total | 0.00973 | 2 | 2012-11-19 | 2015 | 0.2416
17545 | 7 | Unocal - Willbridge Terminal – 5528 NW DOANE AVE | 1200-Z | Stormwater | Total PCBs | Total | 0.00967 | 1 | 2013-02-19 | 2016 | 0.11865
17544 | 7 | Unocal - Willbridge Terminal – 5528 NW DOANE AVE | 1200-Z | Stormwater | Total PCBs | Total | 0.00987 | 4 | 2013-02-19 | 2017 | 0.063
17543 | 7 | Unocal - Willbridge Terminal – 5528 NW DOANE AVE | 1200-Z | Stormwater | Total PCBs | Total | 0.69 | 2 | 2013-02-19
33670 | 9 | Unocal - Willbridge Terminal – 5528 NW DOANE AVE | 1200-Z | Stormwater | Total PCBs | Total | 0.0106 | 1 | 2013-11-07
33662 | 9 | Unocal - Willbridge Terminal – 5528 NW DOANE AVE | 1200-Z | Stormwater | Total PCBs | Total | 0.0112 | 4 | 2013-11-07
33658 | 9 | Unocal - Willbridge Terminal – 5528 NW DOANE AVE | 1200-Z | Stormwater | Total PCBs | Total | 0.012 | 2 | 2013-11-07
33673 | 9 | Unocal - Willbridge Terminal – 5528 NW DOANE AVE | 1200-Z | Stormwater | Total PCBs | Total | 0.0105 | 2 | 2014-02-11
33668 | 9 | Unocal - Willbridge Terminal – 5528 NW DOANE AVE | 1200-Z | Stormwater | Total PCBs | Total | 0.0107 | 4 | 2014-02-11
33666 | 9 | Unocal - Willbridge Terminal – 5528 NW DOANE AVE | 1200-Z | Stormwater | Total PCBs | Total | 0.0108 | 1 | 2014-02-11
42318 | 11 | Unocal - Willbridge Terminal – 5528 NW DOANE AVE | 1200-Z | Stormwater | Total PCBs | Total | 0.0112 | 04 | 2014-10-22 12:00
42316 | 11 | Unocal - Willbridge Terminal – 5528 NW DOANE AVE | 1200-Z | Stormwater | Total PCBs | Total | 0.0116 | 02 | 2014-10-22 12:20
42314 | 11 | Unocal - Willbridge Terminal – 5528 NW DOANE AVE | 1200-Z | Stormwater | Total PCBs | Total | 0.0103 | 01 | 2014-10-22 12:40
42315 | 11 | Unocal - Willbridge Terminal – 5528 NW DOANE AVE | 1200-Z | Stormwater | Total PCBs | Total | 0.236 | 01 | 2015-02-09 13:50
42317 | 11 | Unocal - Willbridge Terminal – 5528 NW DOANE AVE | 1200-Z | Stormwater | Total PCBs | Total | 0.236 | 02 | 2015-02-09 14:12
42319 | 11 | Unocal - Willbridge Terminal – 5528 NW DOANE AVE | 1200-Z | Stormwater | Total PCBs | Total | 0.236 | 04 | 2015-02-09 14:24
46500 | 13 | Unocal - Willbridge Terminal – 5528 NW DOANE AVE | 1200-Z | Stormwater | Total PCBs | Total | 0.25 | 01 | 2015-10-30 08:15
46502 | 13 | Unocal - Willbridge Terminal – 5528 NW DOANE AVE | 1200-Z | Stormwater | Total PCBs | Total | 0.25 | 04 | 2015-10-30 12:10
46501 | 13 | Unocal - Willbridge Terminal – 5528 NW DOANE AVE | 1200-Z | Stormwater | Total PCBs | Total | 0.25 | 01 | 2016-01-17 07:00
46503 | 13 | Unocal - Willbridge Terminal – 5528 NW DOANE AVE | 1200-Z | Stormwater | Total PCBs | Total | 0.25 | 04 | 2016-01-17 08:00
102610 | 15 | Unocal - Willbridge Terminal – 5528 NW DOANE AVE | 1200-Z | Stormwater | Total PCBs | Total | 0.0159 | 01 | 2016-10-15 19:15
102614 | 15 | Unocal - Willbridge Terminal – 5528 NW DOANE AVE | 1200-Z | Stormwater | Total PCBs | Total | 0.063 | 03 | 2016-11-14 17:30
102612 | 15 | Unocal - Willbridge Terminal – 5528 NW DOANE AVE | 1200-Z | Stormwater | Total PCBs | Total | 0.07 | 02 | 2016-11-14 17:50
102616 | 15 | Unocal - Willbridge Terminal – 5528 NW DOANE AVE | 1200-Z | Stormwater | Total PCBs | Total | 0.063 | 04 | 2016-11-15 04:40
102615 | 15 | Unocal - Willbridge Terminal – 5528 NW DOANE AVE | 1200-Z | Stormwater | Total PCBs | Total | 0.063 | 03 | 2017-02-08 07:00
102613 | 15 | Unocal - Willbridge Terminal – 5528 NW DOANE AVE | 1200-Z | Stormwater | Total PCBs | Total | 0.063 | 02 | 2017-02-08 07:30
102617 | 15 | Unocal - Willbridge Terminal – 5528 NW DOANE AVE | 1200-Z | Stormwater | Total PCBs | Total | 0.063 | 04 | 2017-02-08 08:00
102611 | 15 | Unocal - Willbridge Terminal – 5528 NW DOANE AVE | 1200-Z | Stormwater | Total PCBs | Total | 0.063 | 01 | 2017-02-08 08:20
Note on N7: FITZPATRICK Devan: