## RM11E Header
State of Oregon Department of Environmental Quality
Portland Harbor Stormwater Strategy Update
Appendix C5 – River Mile 11E Focus Area Contaminant Load Analysis Spreadsheets

## Loading Calculations
L
| Rainfall Data | [5 empty] | ECSI # | Site Name | Area map sources | Notes
| Low | 25 | inches |  |  |  | 5449 | CalPortland/Glacier NW | Apex Storm water samplinmg work plan Addendum October 18,2013 | The site is spit into 3 basins that drain through there associated outfalls into the willamette. The docs were not included in the report as contributing to one of the areas. To ensure a conservative estimate the docs were included as there own impervious area source. The bank was ocnsidered to infiltrate.
| High | 60 | inches |  |  |  | 5561 | Cargill/CLD | Stormwater Pollution Control Plan Maul Foster Alongi Report December 22, 2014 | After the site remodeling is complete the original 7 outfalls will be reduced to only 4 active outfalls. The report provided break downs of each catchbasin. They assumed small amounts of each basin were previous. TO be conservative I assumed all areas that appeared impervious on satellite imagery to be impervious. This caused my impervious estimates to be slightly higher. The pervious area I calculated included the land directly outside of site boundaries on the bank for a thorough estimate of area. Additionally, an additional section outside of site boundaries on Outfall 4 was counted as contributing to the impervious seurface area for that outfall. The north corner of the site used to drain to Outfall 1, and now drains to the City CSO system.
| Average | 45 | inches |  |  |  | 5117 | PacifiCorps Albina | City of Portland document and GSI Water Solutions Inc Transmital of the final workplan October 2013 document | Is fully contained in basin 44 for the City. However, the city report notes that the Pacificorp plugged the only onsite catch basin and implemented an infiltration system. It does not appear this was noted when the city did area calculations. All storm water infiltrates and does not contribute to City outfall volume.
| mid | 36 | inches
[8 empty] | City of Portland | City of Portland document and GSI Water Solutions Inc Transmital of the final workplan October 2013 document | Note outfall 44A no longer discharges and all water infiltrates
| Area Data | [5 empty] | 178 | UPRR Albina | City of Portland document and GSI Water Solutions Inc Transmital of the final workplan October 2013 document | Part of UPRR Albina drains through outfall 45
| Total Pervious | 159.1 | Acres |  |  |  |  | ODOT
| Total Impervious | 148.5 | Acres |  |  |  | 3036 | Tucker Building | City of Portland document and GSI Water Solutions Inc Transmital of the final workplan October 2013 document | Is fully contained in city basin 43.
| Total Area | 308.2 | Acres |  |  |  | 1302 | Master Chemical | Assumed general commercial | Assumed general commercial all impervious to keep a conservative approach
| Ia | 0.48183 | Acres |  |  |  | 3215 | Valvoline Inc. | City of Portland document and GSI Water Solutions Inc Transmital of the final workplan October 2013 document | All stormwater goes to City Outfall 44
[7 empty] | 2761 | WR Grace/Vermiculite | City of Portland document and GSI Water Solutions Inc Transmital of the final workplan October 2013 document | All stormwater goes to city outfall 44
| Rv Calculation | [6 empty] | ODOT-WR-306
| Rv= | 0.48365 |  |  |  |  | 1019 | Cascade Brakes Products | Outside of hydroboundary | Outside of boundary
Annual Runoff Calculation
| Rlow= | 10.8821 | inches
| Rhigh= | 26.1169 | inches
| Raverage= | 19.5877 | inches
| mid | 15.6702 | inches
| Average 2012-2017 Concentrations |  |  | 2017 Avg concentration |  | up to 2010 Avg concentration
| Total Zinc | 0.33738 | mg/l | 0.11928 |  | 0.15585
| Total PAHs | 0.0019229 | mg/l | 0.0013359 | 2016 | 0.00081
| TSS | 108.3026 | mg/l | 26.625
| BEHP | 0.0041716 | mg/l | 0.0033 |  | 0.00845
| Total PCBs | 0.00017445 | mg/l | 0.000154 | 2016 | 0.00088
Load (lbs/year)
|  | Zinc | PAHS | TSS | BEHP | Total PCBs
| Low | 255.7251 | 1.4575 | 82090.1306 | 3.1619 | 0.13223
| High | 613.7402 | 3.4979 | 197016.3134 | 7.5886 | 0.31735
| Average | 460.3051 | 2.6235 | 147762.2351 | 5.6915 | 0.23801
| 2017 Avg | 162.7324 | 1.8226 | 36325.717 | 4.5023 | 0.21011
| 2017 Low | 90.4069 | 1.0125 | 20180.9539 | 2.5013 | 0.11673
| up to 2010 | 212.6334 | 1.1051 |  | 11.5287 | 1.2006
| mid 2017 | 130.1859 | 1.4581 |  | 3.6019 | 0.16809
| mid up to 2010 | 170.1067 | 0.8841 |  | 9.223 | 0.9605
Load(kg/year)
|  | Zinc | PAHS | TSS | BEHP | Total PCBs
| Low | 115.9949 | 0.6611 | 37235.4265 | 1.4342 | 0.059978
| High | 278.3876 | 1.5866 | 89365.0236 | 3.4421 | 0.14395
| Average | 208.7907 | 1.19 | 67023.7677 | 2.5816 | 0.10796
| 2017 Avg | 73.8141 | 0.82671 | 16477.0546 | 2.0422 | 0.095304
| 2017 Low | 41.0078 | 0.45928 | 9153.9192 | 1.1346 | 0.052947
| up to 2010 | 96.4488 | 0.50127 |  | 5.2293 | 0.54459
| mid 2017 | 59.0513 | 0.66137 |  | 1.6338 | 0.076243
| mid up to 2010 | 77.159 | 0.40102 |  | 4.1835 | 0.43567

## Zinc
[5 empty] | 2010-2011 | data poor
ECSI # | Site Name | Number of Total Data Points Available | Percentage of Total
5449 | CalPortland/Glacier NW | 24 | 10.4348
5561 | Cargill/CLD | 101 | 43.913 |  | Year | Average | PRE/after |  | Averages before/After
5117 | PacifiCorps Albina | Within City Basin 44 and 45 | NA |  | Pre 2010 | 224.5051 | 39 |  | Year | Average
[5 empty] | 2010 | 87.175 | 4 |  | 2011-2009 | 194.6878
| City of Portland- 44,45 | 8 | 3.4783 |  | 2011 | 72.55 | 6 |  | 2012-2017 | 337.3815
178 | UPRR Albina | 79 | 34.3478 |  | 2012 | 359.6516 | 31
| ODOT-WR306A | 18 | 7.8261 |  | 2013 | 422.8703 | 37
3036 | Tucker Building | NA | NA |  | 2014 | 380.922 | 50
1302 | Master Chemical | NA | NA |  | 2015 | 234.525 | 20
3215 | Valvoline Inc. | Within City Basin 44 | NA |  | 2016 | 265.3622 | 37
2761 | WR Grace/Vermiculite | Within City Basin 44 | NA |  | 2017 | 119.275 | 6
Total | Total | 230
RecordID | DataFileID | Facility | Project | Medium | Analyte | FractionAnalyzed | Micrograms per liter | ResultValue | Units | SampleCollectionLocation | SampleCollectionDate | OtherNotes
10510 | 5 | UPRR - Albina Yard – 1135 N KNOTT ST | Rank-Order Curve Graphs | Stormwater | Zinc | Total | 109 | 109 | ug/L |  | pre 2009 | Data from original version of charts; COP dataset
10457 | 5 | UPRR - Albina Yard – 1135 N KNOTT ST | Rank-Order Curve Graphs | Stormwater | Zinc | Total | 178 | 178 | ug/L |  | pre 2009 | Data from original version of charts; COP dataset
10439 | 5 | UPRR - Albina Yard – 1135 N KNOTT ST | Rank-Order Curve Graphs | Stormwater | Zinc | Total | 202 | 202 | ug/L |  | pre 2009 | Data from original version of charts; COP dataset
10518 | 5 | UPRR - Albina Yard – 1135 N KNOTT ST | Rank-Order Curve Graphs | Stormwater | Zinc | Total | 102 | 102 | ug/L |  | pre 2009 | Data from original version of charts; COP dataset
10514 | 5 | UPRR - Albina Yard – 1135 N KNOTT ST | Rank-Order Curve Graphs | Stormwater | Zinc | Total | 106 | 106 | ug/L |  | pre 2009 | Data from original version of charts; COP dataset
10513 | 5 | UPRR - Albina Yard – 1135 N KNOTT ST | Rank-Order Curve Graphs | Stormwater | Zinc | Total | 107 | 107 | ug/L |  | pre 2009 | Data from original version of charts; COP dataset
10506 | 5 | UPRR - Albina Yard – 1135 N KNOTT ST | Rank-Order Curve Graphs | Stormwater | Zinc | Total | 110 | 110 | ug/L |  | pre 2009 | Data from original version of charts; COP dataset
10499 | 5 | UPRR - Albina Yard – 1135 N KNOTT ST | Rank-Order Curve Graphs | Stormwater | Zinc | Total | 120 | 120 | ug/L |  | pre 2009 | Data from original version of charts; COP dataset
10497 | 5 | UPRR - Albina Yard – 1135 N KNOTT ST | Rank-Order Curve Graphs | Stormwater | Zinc | Total | 122 | 122 | ug/L |  | pre 2009 | Data from original version of charts; COP dataset
10496 | 5 | UPRR - Albina Yard – 1135 N KNOTT ST | Rank-Order Curve Graphs | Stormwater | Zinc | Total | 124 | 124 | ug/L |  | pre 2009 | Data from original version of charts; COP dataset
10478 | 5 | UPRR - Albina Yard – 1135 N KNOTT ST | Rank-Order Curve Graphs | Stormwater | Zinc | Total | 147 | 147 | ug/L |  | pre 2009 | Data from original version of charts; COP dataset
10477 | 5 | UPRR - Albina Yard – 1135 N KNOTT ST | Rank-Order Curve Graphs | Stormwater | Zinc | Total | 148 | 148 | ug/L |  | pre 2009 | Data from original version of charts; COP dataset
10471 | 5 | UPRR - Albina Yard – 1135 N KNOTT ST | Rank-Order Curve Graphs | Stormwater | Zinc | Total | 154 | 154 | ug/L |  | pre 2009 | Data from original version of charts; COP dataset
10465 | 5 | UPRR - Albina Yard – 1135 N KNOTT ST | Rank-Order Curve Graphs | Stormwater | Zinc | Total | 164 | 164 | ug/l | WR218 | pre 2009 | Data from original version of charts; RI data
10463 | 5 | UPRR - Albina Yard – 1135 N KNOTT ST | Rank-Order Curve Graphs | Stormwater | Zinc | Total | 167 | 167 | ug/l | WR218 | pre 2009 | Data from original version of charts; RI data
10458 | 5 | UPRR - Albina Yard – 1135 N KNOTT ST | Rank-Order Curve Graphs | Stormwater | Zinc | Total | 176 | 176 | ug/L |  | pre 2009 | Data from original version of charts; COP dataset
10453 | 5 | UPRR - Albina Yard – 1135 N KNOTT ST | Rank-Order Curve Graphs | Stormwater | Zinc | Total | 186 | 186 | ug/L |  | pre 2009 | Data from original version of charts; COP dataset
10444 | 5 | UPRR - Albina Yard – 1135 N KNOTT ST | Rank-Order Curve Graphs | Stormwater | Zinc | Total | 199 | 199 | ug/L |  | pre 2009 | Data from original version of charts; COP dataset
10443 | 5 | UPRR - Albina Yard – 1135 N KNOTT ST | Rank-Order Curve Graphs | Stormwater | Zinc | Total | 199 | 199 | ug/l | WR218 | pre 2009 | Data from original version of charts; RI data
10440 | 5 | UPRR - Albina Yard – 1135 N KNOTT ST | Rank-Order Curve Graphs | Stormwater | Zinc | Total | 202 | 202 | ug/L |  | pre 2009 | Data from original version of charts; COP dataset
10433 | 5 | UPRR - Albina Yard – 1135 N KNOTT ST | Rank-Order Curve Graphs | Stormwater | Zinc | Total | 217 | 217 | ug/L |  | pre 2009 | Data from original version of charts; COP dataset
10429 | 5 | UPRR - Albina Yard – 1135 N KNOTT ST | Rank-Order Curve Graphs | Stormwater | Zinc | Total | 227 | 227 | ug/L |  | pre 2009 | Data from original version of charts; COP dataset
10406 | 5 | UPRR - Albina Yard – 1135 N KNOTT ST | Rank-Order Curve Graphs | Stormwater | Zinc | Total | 281 | 281 | ug/L |  | pre 2009 | Data from original version of charts; COP dataset
10401 | 5 | UPRR - Albina Yard – 1135 N KNOTT ST | Rank-Order Curve Graphs | Stormwater | Zinc | Total | 298 | 298 | ug/L |  | pre 2009 | Data from original version of charts; COP dataset
10397 | 5 | UPRR - Albina Yard – 1135 N KNOTT ST | Rank-Order Curve Graphs | Stormwater | Zinc | Total | 307 | 307 | ug/L |  | pre 2009 | Data from original version of charts; COP dataset
10388 | 5 | UPRR - Albina Yard – 1135 N KNOTT ST | Rank-Order Curve Graphs | Stormwater | Zinc | Total | 325 | 325 | ug/L |  | pre 2009 | Data from original version of charts; COP dataset
10387 | 5 | UPRR - Albina Yard – 1135 N KNOTT ST | Rank-Order Curve Graphs | Stormwater | Zinc | Total | 329 | 329 | ug/L |  | pre 2009 | Data from original version of charts; COP dataset
10385 | 5 | UPRR - Albina Yard – 1135 N KNOTT ST | Rank-Order Curve Graphs | Stormwater | Zinc | Total | 339 | 339 | ug/L |  | pre 2009 | Data from original version of charts; COP dataset
10378 | 5 | UPRR - Albina Yard – 1135 N KNOTT ST | Rank-Order Curve Graphs | Stormwater | Zinc | Total | 404 | 404 | ug/L |  | pre 2009 | Data from original version of charts; COP dataset
10365 | 5 | UPRR - Albina Yard – 1135 N KNOTT ST | Rank-Order Curve Graphs | Stormwater | Zinc | Total | 488 | 488 | ug/L |  | pre 2009 | Data from original version of charts; COP dataset
10357 | 5 | UPRR - Albina Yard – 1135 N KNOTT ST | Rank-Order Curve Graphs | Stormwater | Zinc | Total | 594 | 594 | ug/L |  | pre 2009 | Data from original version of charts; COP dataset
10356 | 5 | UPRR - Albina Yard – 1135 N KNOTT ST | Rank-Order Curve Graphs | Stormwater | Zinc | Total | 600 | 600 | ug/L |  | pre 2009 | Data from original version of charts; COP dataset
10587 | 5 | UPRR - Albina Yard – 1135 N KNOTT ST | Rank-Order Curve Graphs | Stormwater | Zinc | Total | 61 | 61 | ug/L |  | pre 2009 | Data from original version of charts; COP dataset
10576 | 5 | UPRR - Albina Yard – 1135 N KNOTT ST | Rank-Order Curve Graphs | Stormwater | Zinc | Total | 67 | 67 | ug/L |  | pre 2009 | Data from original version of charts; COP dataset
10349 | 5 | UPRR - Albina Yard – 1135 N KNOTT ST | Rank-Order Curve Graphs | Stormwater | Zinc | Total | 818 | 818 | ug/L |  | pre 2009 | Data from original version of charts; COP dataset
10539 | 5 | UPRR - Albina Yard – 1135 N KNOTT ST | Rank-Order Curve Graphs | Stormwater | Zinc | Total | 90 | 90 | ug/L |  | pre 2009 | Data from original version of charts; COP dataset
10536 | 5 | UPRR - Albina Yard – 1135 N KNOTT ST | Rank-Order Curve Graphs | Stormwater | Zinc | Total | 91.7 | 91.7 | ug/l | WR218 | pre 2009 | Data from original version of charts; RI data
10528 | 5 | UPRR - Albina Yard – 1135 N KNOTT ST | Rank-Order Curve Graphs | Stormwater | Zinc | Total | 98 | 98 | ug/L |  | pre 2009 | Data from original version of charts; COP dataset
10525 | 5 | UPRR - Albina Yard – 1135 N KNOTT ST | Rank-Order Curve Graphs | Stormwater | Zinc | Total | 99 | 99 | ug/L |  | pre 2009 | Data from original version of charts; COP dataset
111630 | 27 | Oregon Department of Transportation(ODOT) | Source Control Data | Stormwater | Zinc | Total | 72.6 | 72.6 | ug/l | WR-306A | 2010-03-26
111636 | 27 | Oregon Department of Transportation(ODOT) | Source Control Data | Stormwater | Zinc | Total | 65.8 | 65.8 | ug/l | WR-306A | 2010-03-29
111618 | 27 | Oregon Department of Transportation(ODOT) | Source Control Data | Stormwater | Zinc | Total | 93.3 | 93.3 | ug/l | WR-306A | 2010-04-03
111603 | 27 | Oregon Department of Transportation(ODOT) | Source Control Data | Stormwater | Zinc | Total | 117 | 117 | ug/l | WR-306A | 2010-05-20
7169 | 5 | Glacier Northwest – 1050 N River St. | Rank-Order Curve Graphs | Stormwater | Zinc | Total | 104 | 104 | ug/l | WR-351 | 2011-10-28 | Data added to charts 3/25/15
7171 | 5 | Glacier Northwest – 1050 N River St. | Rank-Order Curve Graphs | Stormwater | Zinc | Total | 88.5 | 88.5 | ug/l | WR-350 | 2011-10-28 | Data added to charts 3/25/15
7170 | 5 | Glacier Northwest – 1050 N River St. | Rank-Order Curve Graphs | Stormwater | Zinc | Total | 89 | 89 | ug/l | WR-352 | 2011-10-28 | Data added to charts 3/25/15
7098 | 5 | Glacier Northwest – 1050 N River St. | Rank-Order Curve Graphs | Stormwater | Zinc | Total | 33.6 | 33.6 | ug/l | WR-351 | 2011-11-16 | Data added to charts 3/25/15
7095 | 5 | Glacier Northwest – 1050 N River St. | Rank-Order Curve Graphs | Stormwater | Zinc | Total | 57 | 57 | ug/l | WR-352 | 2011-11-16 | Data added to charts 3/25/15
7094 | 5 | Glacier Northwest – 1050 N River St. | Rank-Order Curve Graphs | Stormwater | Zinc | Total | 63.2 | 63.2 | ug/l | WR-350 | 2011-11-16 | Data added to charts 3/25/15
111550 | 27 | Oregon Department of Transportation(ODOT) | Source Control Data | Stormwater | Zinc | Total | 517 | 517 | ug/l | WR-306A | 2012-01-05
7054 | 5 | Glacier Northwest – 1050 N River St. | Rank-Order Curve Graphs | Stormwater | Zinc | Total | 62.1 | 62.1 | ug/l | WR-351 | 2012-01-17 | Data added to charts 3/25/15
7053 | 5 | Glacier Northwest – 1050 N River St. | Rank-Order Curve Graphs | Stormwater | Zinc | Total | 80.6 | 80.6 | ug/l | WR-352 | 2012-01-17 | Data added to charts 3/25/15
7052 | 5 | Glacier Northwest – 1050 N River St. | Rank-Order Curve Graphs | Stormwater | Zinc | Total | 94 | 94 | ug/l | WR-350 | 2012-01-17 | Data added to charts 3/25/15
111544 | 27 | Oregon Department of Transportation(ODOT) | Source Control Data | Stormwater | Zinc | Total | 641 | 641 | ug/l | WR-306A | 2012-02-22
6863 | 5 | Glacier Northwest – 1050 N River St. | Rank-Order Curve Graphs | Stormwater | Zinc | Total | 30.7 | 30.7 | ug/l | WR-351 | 2012-02-28 | Data added to charts 3/25/15
6862 | 5 | Glacier Northwest – 1050 N River St. | Rank-Order Curve Graphs | Stormwater | Zinc | Total | 32.7 | 32.7 | ug/l | WR-352 | 2012-02-28 | Data added to charts 3/25/15
6861 | 5 | Glacier Northwest – 1050 N River St. | Rank-Order Curve Graphs | Stormwater | Zinc | Total | 72.5 | 72.5 | ug/l | WR-350 | 2012-02-28 | Data added to charts 3/25/15
111558 | 27 | Oregon Department of Transportation(ODOT) | Source Control Data | Stormwater | Zinc | Total | 360 | 360 | ug/l | WR-306A | 2012-03-05
111547 | 27 | Oregon Department of Transportation(ODOT) | Source Control Data | Stormwater | Zinc | Total | 615 | 615 | ug/l | WR-306A | 2012-10-12
6465 | 5 | Glacier Northwest – 1050 N River St. | Rank-Order Curve Graphs | Stormwater | Zinc | Total | 144 | 144 | ug/l | WR-350 | 2012-10-19 | Data added to charts 3/25/15
6464 | 5 | Glacier Northwest – 1050 N River St. | Rank-Order Curve Graphs | Stormwater | Zinc | Total | 173 | 173 | ug/l | WR-351 | 2012-10-19 | Data added to charts 3/25/15
6466 | 5 | Glacier Northwest – 1050 N River St. | Rank-Order Curve Graphs | Stormwater | Zinc | Total | 26.6 | 26.6 | ug/l | WR-352 | 2012-10-19 | Data added to charts 3/25/15
22045 | 7 | UPRR - Albina Yard – 1135 N KNOTT ST | 1200-Z | Stormwater | Zinc | Total | 42 | 42 | ug/l | 2 | 2012-10-31 | tester: self
22038 | 7 | UPRR - Albina Yard – 1135 N KNOTT ST | 1200-Z | Stormwater | Zinc | Total | 270 | 270 | ug/l | 3 | 2012-10-31 | tester: self
21174 | 7 | Cargill Incorporated – 800 N RIVER ST. | 1200-Z | Stormwater | Zinc | Total | 340 | 340 | ug/l | 3 | 2012-11-18 | tester: self
6325 | 5 | Cargill Incorporated – 800 N RIVER ST. | Rank-Order Curve Graphs | Stormwater | Zinc | Total | 120 | 120 | ug/l | Outfall 2 | 2012-11-18 | Data added to charts 3/25/15
6320 | 5 | Cargill Incorporated – 800 N RIVER ST. | Rank-Order Curve Graphs | Stormwater | Zinc | Total | 2300 | 2300 | ug/l | Outfall 7 | 2012-11-18 | Data added to charts 3/25/15
6324 | 5 | Cargill Incorporated – 800 N RIVER ST. | Rank-Order Curve Graphs | Stormwater | Zinc | Total | 350 | 350 | ug/l | Outfall 3 | 2012-11-18 | Data added to charts 3/25/15
6323 | 5 | Cargill Incorporated – 800 N RIVER ST. | Rank-Order Curve Graphs | Stormwater | Zinc | Total | 350 | 350 | ug/l | Outfall 4 | 2012-11-18 | Data added to charts 3/25/15
6322 | 5 | Cargill Incorporated – 800 N RIVER ST. | Rank-Order Curve Graphs | Stormwater | Zinc | Total | 510 | 510 | ug/l | Outfall 6 | 2012-11-18 | Data added to charts 3/25/15
6321 | 5 | Cargill Incorporated – 800 N RIVER ST. | Rank-Order Curve Graphs | Stormwater | Zinc | Total | 720 | 720 | ug/l | Outfall 5 | 2012-11-18 | Data added to charts 3/25/15
20954 | 7 | UPRR - Albina Yard – 1135 N KNOTT ST | 1200-Z | Stormwater | Zinc | Total | 38 | 38 | ug/l | 2 | 2012-11-19 | tester: self
20933 | 7 | UPRR - Albina Yard – 1135 N KNOTT ST | 1200-Z | Stormwater | Zinc | Total | 150 | 150 | ug/l | 3 | 2012-11-19 | tester: self
19019 | 7 | Cargill Incorporated – 800 N RIVER ST. | 1200-Z | Stormwater | Zinc | Total | 580 | 580 | ug/l | 6 | 2012-12-15 | tester: self
6040 | 5 | Cargill Incorporated – 800 N RIVER ST. | Rank-Order Curve Graphs | Stormwater | Zinc | Total | 140 | 140 | ug/l | Outfall 5 | 2012-12-15 | Data added to charts 3/25/15
6039 | 5 | Cargill Incorporated – 800 N RIVER ST. | Rank-Order Curve Graphs | Stormwater | Zinc | Total | 170 | 170 | ug/l | Outfall 2 | 2012-12-15 | Data added to charts 3/25/15
6038 | 5 | Cargill Incorporated – 800 N RIVER ST. | Rank-Order Curve Graphs | Stormwater | Zinc | Total | 200 | 200 | ug/l | Outfall 3 | 2012-12-15 | Data added to charts 3/25/15
6037 | 5 | Cargill Incorporated – 800 N RIVER ST. | Rank-Order Curve Graphs | Stormwater | Zinc | Total | 360 | 360 | ug/l | Outfall 4 | 2012-12-15 | Data added to charts 3/25/15
6036 | 5 | Cargill Incorporated – 800 N RIVER ST. | Rank-Order Curve Graphs | Stormwater | Zinc | Total | 830 | 830 | ug/l | Outfall 6 | 2012-12-15 | Data added to charts 3/25/15
6035 | 5 | Cargill Incorporated – 800 N RIVER ST. | Rank-Order Curve Graphs | Stormwater | Zinc | Total | 830 | 830 | ug/l | Outfall 7 | 2012-12-15 | Data added to charts 3/25/15
17677 | 7 | UPRR - Albina Yard – 1135 N KNOTT ST | 1200-Z | Stormwater | Zinc | Total | 53 | 53 | ug/l | 2 | 2013-01-29 | tester: self
17673 | 7 | UPRR - Albina Yard – 1135 N KNOTT ST | 1200-Z | Stormwater | Zinc | Total | 150 | 150 | ug/l | 3 | 2013-01-29 | tester: self
111561 | 27 | Oregon Department of Transportation(ODOT) | Source Control Data | Stormwater | Zinc | Total | 350 | 350 | ug/l | WR-306A | 2013-02-22
16245 | 7 | UPRR - Albina Yard – 1135 N KNOTT ST | 1200-Z | Stormwater | Zinc | Total | 46 | 46 | ug/l | 2 | 2013-02-25 | tester: self
16244 | 7 | UPRR - Albina Yard – 1135 N KNOTT ST | 1200-Z | Stormwater | Zinc | Total | 56 | 56 | ug/l | 3 | 2013-02-25 | tester: self
111551 | 27 | Oregon Department of Transportation(ODOT) | Source Control Data | Stormwater | Zinc | Total | 508 | 508 | ug/l | WR-306A | 2013-04-04
111602 | 27 | Oregon Department of Transportation(ODOT) | Source Control Data | Stormwater | Zinc | Total | 118 | 118 | ug/l | WR-306A | 2013-04-17
5620 | 5 | Cargill Incorporated – 800 N RIVER ST. | Rank-Order Curve Graphs | Stormwater | Zinc | Total | 230 | 230 | ug/l | Outfall 2 | 2013-04-19 | Data added to charts 3/25/15
5619 | 5 | Cargill Incorporated – 800 N RIVER ST. | Rank-Order Curve Graphs | Stormwater | Zinc | Total | 630 | 630 | ug/l | Outfall 3 | 2013-04-19 | Data added to charts 3/25/15
5621 | 5 | Cargill Incorporated – 800 N RIVER ST. | Rank-Order Curve Graphs | Stormwater | Zinc | Total | 64 | 64 | ug/l | Outfall 7 | 2013-04-19 | Data added to charts 3/25/15
5618 | 5 | Cargill Incorporated – 800 N RIVER ST. | Rank-Order Curve Graphs | Stormwater | Zinc | Total | 900 | 900 | ug/l | Outfall 5 | 2013-04-19 | Data added to charts 3/25/15
5617 | 5 | Cargill Incorporated – 800 N RIVER ST. | Rank-Order Curve Graphs | Stormwater | Zinc | Total | 990 | 990 | ug/l | Outfall 4 | 2013-04-19 | Data added to charts 3/25/15
5556 | 5 | Cargill Incorporated – 800 N RIVER ST. | Rank-Order Curve Graphs | Stormwater | Zinc | Total | 140 | 140 | ug/l | Outfall 7 | 2013-05-16 | Data added to charts 3/25/15
5555 | 5 | Cargill Incorporated – 800 N RIVER ST. | Rank-Order Curve Graphs | Stormwater | Zinc | Total | 290 | 290 | ug/l | Outfall 2 | 2013-05-16 | Data added to charts 3/25/15
5554 | 5 | Cargill Incorporated – 800 N RIVER ST. | Rank-Order Curve Graphs | Stormwater | Zinc | Total | 720 | 720 | ug/l | Outfall 3 | 2013-05-16 | Data added to charts 3/25/15
5553 | 5 | Cargill Incorporated – 800 N RIVER ST. | Rank-Order Curve Graphs | Stormwater | Zinc | Total | 760 | 760 | ug/l | Outfall 5 | 2013-05-16 | Data added to charts 3/25/15
5552 | 5 | Cargill Incorporated – 800 N RIVER ST. | Rank-Order Curve Graphs | Stormwater | Zinc | Total | 960 | 960 | ug/l | Outfall 4 | 2013-05-16 | Data added to charts 3/25/15
111540 | 27 | Oregon Department of Transportation(ODOT) | Source Control Data | Stormwater | Zinc | Total | 3110 | 3110 | ug/l | WR-306A | 2013-05-21
5248 | 5 | Glacier Northwest – 1050 N River St. | Rank-Order Curve Graphs | Stormwater | Zinc | Total | 20.2 | 20.2 | ug/l | WR-350 | 2013-11-01 | Data added to charts 3/25/15
5246 | 5 | Glacier Northwest – 1050 N River St. | Rank-Order Curve Graphs | Stormwater | Zinc | Total | 22.1 | 22.1 | ug/l | WR-352 | 2013-11-01 | Data added to charts 3/25/15
5245 | 5 | Glacier Northwest – 1050 N River St. | Rank-Order Curve Graphs | Stormwater | Zinc | Total | 27.8 | 27.8 | ug/l | WR-351 | 2013-11-01 | Data added to charts 3/25/15
35773 | 9 | UPRR - Albina Yard – 1135 N KNOTT ST | 1200-Z | Stormwater | Zinc | Total | 46 | 46 | ug/l | 2 | 2013-11-07 | tester: self
35765 | 9 | UPRR - Albina Yard – 1135 N KNOTT ST | 1200-Z | Stormwater | Zinc | Total | 50 | 50 | ug/l | 3 | 2013-11-07 | tester: self
5029 | 5 | Cargill Incorporated – 800 N RIVER ST. | Rank-Order Curve Graphs | Stormwater | Zinc | Total | 115 | 115 | ug/l | Outfall 2 | 2013-11-18 | Data added to charts 3/25/15
5027 | 5 | Cargill Incorporated – 800 N RIVER ST. | Rank-Order Curve Graphs | Stormwater | Zinc | Total | 160 | 160 | ug/l | Outfall 5 | 2013-11-18 | Data added to charts 3/25/15
5026 | 5 | Cargill Incorporated – 800 N RIVER ST. | Rank-Order Curve Graphs | Stormwater | Zinc | Total | 286 | 286 | ug/l | Outfall 3 | 2013-11-18 | Data added to charts 3/25/15
5024 | 5 | Cargill Incorporated – 800 N RIVER ST. | Rank-Order Curve Graphs | Stormwater | Zinc | Total | 624 | 624 | ug/l | Outfall 4 | 2013-11-18 | Data added to charts 3/25/15
35719 | 9 | Cargill Incorporated – 800 N RIVER ST. | 1200-Z | Stormwater | Zinc | Total | 65.9 | 65.9 | ug/l | 7 | 2013-12-01 | tester: self
4975 | 5 | Cargill Incorporated – 800 N RIVER ST. | Rank-Order Curve Graphs | Stormwater | Zinc | Total | 378 | 378 | ug/l | Outfall 6 | 2013-12-01 | Data added to charts 3/25/15
35650 | 9 | Cargill Incorporated – 800 N RIVER ST. | 1200-Z | Stormwater | Zinc | Total | 93.2 | 93.2 | ug/l | 5 | 2013-12-20 | tester: self
35439 | 9 | Cargill Incorporated – 800 N RIVER ST. | 1200-Z | Stormwater | Zinc | Total | 365 | 365 | ug/l | 2 | 2013-12-20 | tester: self
35368 | 9 | Cargill Incorporated – 800 N RIVER ST. | 1200-Z | Stormwater | Zinc | Total | 1090 | 1090 | ug/l | 4 | 2013-12-20 | tester: self
35844 | 9 | UPRR - Albina Yard – 1135 N KNOTT ST | 1200-Z | Stormwater | Zinc | Total | 21 | 21 | ug/l | 2 | 2013-12-20 | tester: self
35446 | 9 | UPRR - Albina Yard – 1135 N KNOTT ST | 1200-Z | Stormwater | Zinc | Total | 350 | 350 | ug/l | 3 | 2013-12-20 | tester: self
35429 | 9 | Cargill Incorporated – 800 N RIVER ST. | 1200-Z | Stormwater | Zinc | Total | 389 | 389 | ug/l | 7 | 2013-12-23 | tester: self
35384 | 9 | Cargill Incorporated – 800 N RIVER ST. | 1200-Z | Stormwater | Zinc | Total | 672 | 672 | ug/l | 6 | 2013-12-23 | tester: self
35377 | 9 | Cargill Incorporated – 800 N RIVER ST. | 1200-Z | Stormwater | Zinc | Total | 796 | 796 | ug/l | 3 | 2013-12-23 | tester: self
35842 | 9 | UPRR - Albina Yard – 1135 N KNOTT ST | 1200-Z | Stormwater | Zinc | Total | 24 | 24 | ug/l | 3 | 2014-01-08 | tester: self
35775 | 9 | UPRR - Albina Yard – 1135 N KNOTT ST | 1200-Z | Stormwater | Zinc | Total | 46 | 46 | ug/l | 2 | 2014-01-08 | tester: self
111559 | 27 | Oregon Department of Transportation(ODOT) | Source Control Data | Stormwater | Zinc | Total | 357 | 357 | ug/l | WR-306A | 2014-01-08
111542 | 27 | Oregon Department of Transportation(ODOT) | Source Control Data | Stormwater | Zinc | Total | 895 | 895 | ug/l | WR-306A | 2014-01-08
4627 | 5 | Cargill Incorporated – 800 N RIVER ST. | Rank-Order Curve Graphs | Stormwater | Zinc | Total | 502 | 502 | ug/l | Outfall 4 | 2014-01-11 | Data added to charts 3/25/15
4626 | 5 | Cargill Incorporated – 800 N RIVER ST. | Rank-Order Curve Graphs | Stormwater | Zinc | Total | 504 | 504 | ug/l | Outfall 3 | 2014-01-11 | Data added to charts 3/25/15
4625 | 5 | Cargill Incorporated – 800 N RIVER ST. | Rank-Order Curve Graphs | Stormwater | Zinc | Total | 505 | 505 | ug/l | Outfall 2 | 2014-01-11 | Data added to charts 3/25/15
111596 | 27 | Oregon Department of Transportation(ODOT) | Source Control Data | Stormwater | Zinc | Total | 127 | 127 | ug/l | WR-306A | 2014-01-11
4601 | 5 | Cargill Incorporated – 800 N RIVER ST. | Rank-Order Curve Graphs | Stormwater | Zinc | Total | 292 | 292 | ug/l | Outfall 6 | 2014-01-12 | Data added to charts 3/25/15
4600 | 5 | Cargill Incorporated – 800 N RIVER ST. | Rank-Order Curve Graphs | Stormwater | Zinc | Total | 484 | 484 | ug/l | Outfall 5 | 2014-01-12 | Data added to charts 3/25/15
4602 | 5 | Cargill Incorporated – 800 N RIVER ST. | Rank-Order Curve Graphs | Stormwater | Zinc | Total | 71.1 | 71.1 | ug/l | Outfall 7 | 2014-01-12 | Data added to charts 3/25/15
4505 | 5 | Cargill Incorporated – 800 N RIVER ST. | Rank-Order Curve Graphs | Stormwater | Zinc | Total | 105 | 105 | ug/l | Outfall 7 | 2014-01-29 | Data added to charts 3/25/15
4504 | 5 | Cargill Incorporated – 800 N RIVER ST. | Rank-Order Curve Graphs | Stormwater | Zinc | Total | 215 | 215 | ug/l | Outfall 6 | 2014-01-29 | Data added to charts 3/25/15
4503 | 5 | Cargill Incorporated – 800 N RIVER ST. | Rank-Order Curve Graphs | Stormwater | Zinc | Total | 249 | 249 | ug/l | Outfall 3 | 2014-01-29 | Data added to charts 3/25/15
4502 | 5 | Cargill Incorporated – 800 N RIVER ST. | Rank-Order Curve Graphs | Stormwater | Zinc | Total | 333 | 333 | ug/l | Outfall 2 | 2014-01-29 | Data added to charts 3/25/15
4501 | 5 | Cargill Incorporated – 800 N RIVER ST. | Rank-Order Curve Graphs | Stormwater | Zinc | Total | 448 | 448 | ug/l | Outfall 5 | 2014-01-29 | Data added to charts 3/25/15
4500 | 5 | Cargill Incorporated – 800 N RIVER ST. | Rank-Order Curve Graphs | Stormwater | Zinc | Total | 853 | 853 | ug/l | Outfall 4 | 2014-01-29 | Data added to charts 3/25/15
111562 | 27 | Oregon Department of Transportation(ODOT) | Source Control Data | Stormwater | Zinc | Total | 336 | 336 | ug/l | WR-306A | 2014-01-29
111548 | 27 | Oregon Department of Transportation(ODOT) | Source Control Data | Stormwater | Zinc | Total | 563 | 563 | ug/l | WR-306A | 2014-02-14
111555 | 27 | Oregon Department of Transportation(ODOT) | Source Control Data | Stormwater | Zinc | Total | 395 | 395 | ug/l | WR-306A | 2014-02-18
35795 | 9 | UPRR - Albina Yard – 1135 N KNOTT ST | 1200-Z | Stormwater | Zinc | Total | 38 | 38 | ug/l | 2 | 2014-02-19 | tester: self
35484 | 9 | UPRR - Albina Yard – 1135 N KNOTT ST | 1200-Z | Stormwater | Zinc | Total | 260 | 260 | ug/l | 3 | 2014-02-19 | tester: self
43033 | 11 | UPRR - Albina Yard – 1135 N KNOTT ST | 1200-Z | Stormwater | Zinc | Total | 58 | 0.058 | mg/L | 02 | 2014-10-22 12:20
43037 | 11 | UPRR - Albina Yard – 1135 N KNOTT ST | 1200-Z | Stormwater | Zinc | Total | 160 | 0.16 | mg/L | 03 | 2014-10-22 12:45
3590 | 5 | Cargill Incorporated – 800 N RIVER ST. | Rank-Order Curve Graphs | Stormwater | Zinc | Total | 158 | 158 | ug/l | Outfall 2 | 2014-11-03 | Data added to charts 3/25/15
3589 | 5 | Cargill Incorporated – 800 N RIVER ST. | Rank-Order Curve Graphs | Stormwater | Zinc | Total | 262 | 262 | ug/l | Outfall 7 | 2014-11-03 | Data added to charts 3/25/15
3588 | 5 | Cargill Incorporated – 800 N RIVER ST. | Rank-Order Curve Graphs | Stormwater | Zinc | Total | 335 | 335 | ug/l | Outfall 3 | 2014-11-03 | Data added to charts 3/25/15
3587 | 5 | Cargill Incorporated – 800 N RIVER ST. | Rank-Order Curve Graphs | Stormwater | Zinc | Total | 535 | 535 | ug/l | Outfall 6 | 2014-11-03 | Data added to charts 3/25/15
3586 | 5 | Cargill Incorporated – 800 N RIVER ST. | Rank-Order Curve Graphs | Stormwater | Zinc | Total | 882 | 882 | ug/l | Outfall 5 | 2014-11-03 | Data added to charts 3/25/15
3585 | 5 | Cargill Incorporated – 800 N RIVER ST. | Rank-Order Curve Graphs | Stormwater | Zinc | Total | 931 | 931 | ug/l | Outfall 4 | 2014-11-03 | Data added to charts 3/25/15
42992 | 11 | Cargill Incorporated – 800 N RIVER ST. | 1200-Z | Stormwater | Zinc | Total | 158 | 0.158 | mg/L | 02 | 2014-11-03 23:00
42996 | 11 | Cargill Incorporated – 800 N RIVER ST. | 1200-Z | Stormwater | Zinc | Total | 335 | 0.335 | mg/L | 03 | 2014-11-03 23:05
43000 | 11 | Cargill Incorporated – 800 N RIVER ST. | 1200-Z | Stormwater | Zinc | Total | 931 | 0.931 | mg/L | 04 | 2014-11-03 23:10
43004 | 11 | Cargill Incorporated – 800 N RIVER ST. | 1200-Z | Stormwater | Zinc | Total | 882 | 0.882 | mg/L | 05 | 2014-11-03 23:15
43007 | 11 | Cargill Incorporated – 800 N RIVER ST. | 1200-Z | Stormwater | Zinc | Total | 535 | 0.535 | mg/L | 06 | 2014-11-03 23:20
43011 | 11 | Cargill Incorporated – 800 N RIVER ST. | 1200-Z | Stormwater | Zinc | Total | 262 | 0.262 | mg/L | 07 | 2014-11-03 23:25
3544 | 5 | Cargill Incorporated – 800 N RIVER ST. | Rank-Order Curve Graphs | Stormwater | Zinc | Total | 126 | 126 | ug/l | Outfall 2 | 2014-11-23 | Data added to charts 3/25/15
3543 | 5 | Cargill Incorporated – 800 N RIVER ST. | Rank-Order Curve Graphs | Stormwater | Zinc | Total | 151 | 151 | ug/l | Outfall 7 | 2014-11-23 | Data added to charts 3/25/15
3542 | 5 | Cargill Incorporated – 800 N RIVER ST. | Rank-Order Curve Graphs | Stormwater | Zinc | Total | 312 | 312 | ug/l | Outfall 3 | 2014-11-23 | Data added to charts 3/25/15
3541 | 5 | Cargill Incorporated – 800 N RIVER ST. | Rank-Order Curve Graphs | Stormwater | Zinc | Total | 315 | 315 | ug/l | Outfall 6 | 2014-11-23 | Data added to charts 3/25/15
3540 | 5 | Cargill Incorporated – 800 N RIVER ST. | Rank-Order Curve Graphs | Stormwater | Zinc | Total | 475 | 475 | ug/l | Outfall 5 | 2014-11-23 | Data added to charts 3/25/15
3539 | 5 | Cargill Incorporated – 800 N RIVER ST. | Rank-Order Curve Graphs | Stormwater | Zinc | Total | 983 | 983 | ug/l | Outfall 4 | 2014-11-23 | Data added to charts 3/25/15
42993 | 11 | Cargill Incorporated – 800 N RIVER ST. | 1200-Z | Stormwater | Zinc | Total | 126 | 0.126 | mg/L | 02 | 2014-11-23 13:40
42997 | 11 | Cargill Incorporated – 800 N RIVER ST. | 1200-Z | Stormwater | Zinc | Total | 312 | 0.312 | mg/L | 03 | 2014-11-23 13:45
43001 | 11 | Cargill Incorporated – 800 N RIVER ST. | 1200-Z | Stormwater | Zinc | Total | 983 | 0.983 | mg/L | 04 | 2014-11-23 13:50
42991 | 11 | Cargill Incorporated – 800 N RIVER ST. | 1200-Z | Stormwater | Zinc | Total | 475 | 0.475 | mg/L | 05 | 2014-11-23 13:55
43008 | 11 | Cargill Incorporated – 800 N RIVER ST. | 1200-Z | Stormwater | Zinc | Total | 315 | 0.315 | mg/L | 06 | 2014-11-23 14:00
43012 | 11 | Cargill Incorporated – 800 N RIVER ST. | 1200-Z | Stormwater | Zinc | Total | 151 | 0.151 | mg/L | 07 | 2014-11-23 14:05
43034 | 11 | UPRR - Albina Yard – 1135 N KNOTT ST | 1200-Z | Stormwater | Zinc | Total | 200 | 0.2 | mg/L | 02 | 2014-12-09 12:15
43038 | 11 | UPRR - Albina Yard – 1135 N KNOTT ST | 1200-Z | Stormwater | Zinc | Total | 96 | 0.096 | mg/L | 03 | 2014-12-09 12:45
42998 | 11 | Cargill Incorporated – 800 N RIVER ST. | 1200-Z | Stormwater | Zinc | Total | 127 | 0.127 | mg/L | 03 | 2015-01-17 12:45
43002 | 11 | Cargill Incorporated – 800 N RIVER ST. | 1200-Z | Stormwater | Zinc | Total | 516 | 0.516 | mg/L | 04 | 2015-01-17 12:50
43005 | 11 | Cargill Incorporated – 800 N RIVER ST. | 1200-Z | Stormwater | Zinc | Total | 370 | 0.37 | mg/L | 05 | 2015-01-17 12:55
43009 | 11 | Cargill Incorporated – 800 N RIVER ST. | 1200-Z | Stormwater | Zinc | Total | 310 | 0.31 | mg/L | 06 | 2015-01-17 13:00
43013 | 11 | Cargill Incorporated – 800 N RIVER ST. | 1200-Z | Stormwater | Zinc | Total | 160 | 0.16 | mg/L | 07 | 2015-01-17 13:05
42994 | 11 | Cargill Incorporated – 800 N RIVER ST. | 1200-Z | Stormwater | Zinc | Total | 89.5 | 0.0895 | mg/L | 02 | 2015-01-19 12:40
42995 | 11 | Cargill Incorporated – 800 N RIVER ST. | 1200-Z | Stormwater | Zinc | Total | 179 | 0.179 | mg/L | 02 | 2015-02-05 17:50
42999 | 11 | Cargill Incorporated – 800 N RIVER ST. | 1200-Z | Stormwater | Zinc | Total | 859 | 0.859 | mg/L | 03 | 2015-02-05 17:55
43003 | 11 | Cargill Incorporated – 800 N RIVER ST. | 1200-Z | Stormwater | Zinc | Total | 860 | 0.86 | mg/L | 04 | 2015-02-05 18:00
43006 | 11 | Cargill Incorporated – 800 N RIVER ST. | 1200-Z | Stormwater | Zinc | Total | 106 | 0.106 | mg/L | 05 | 2015-02-05 18:05
43010 | 11 | Cargill Incorporated – 800 N RIVER ST. | 1200-Z | Stormwater | Zinc | Total | 348 | 0.348 | mg/L | 06 | 2015-02-05 18:10
43014 | 11 | Cargill Incorporated – 800 N RIVER ST. | 1200-Z | Stormwater | Zinc | Total | 169 | 0.169 | mg/L | 07 | 2015-02-05 18:15
43035 | 11 | UPRR - Albina Yard – 1135 N KNOTT ST | 1200-Z | Stormwater | Zinc | Total | 77 | 0.077 | mg/L | 02 | 2015-02-09 10:00
43039 | 11 | UPRR - Albina Yard – 1135 N KNOTT ST | 1200-Z | Stormwater | Zinc | Total | 100 | 0.1 | mg/L | 03 | 2015-02-09 10:30
43036 | 11 | UPRR - Albina Yard – 1135 N KNOTT ST | 1200-Z | Stormwater | Zinc | Total | 42 | 0.042 | mg/L | 02 | 2015-03-23 12:01
43040 | 11 | UPRR - Albina Yard – 1135 N KNOTT ST | 1200-Z | Stormwater | Zinc | Total | 22 | 0.022 | mg/L | 03 | 2015-03-23 12:33
47476 | 13 | UPRR - Albina Yard – 1135 N KNOTT ST | 1200-Z | Stormwater | Zinc | Total | 100 | 0.1 | mg/L | 03 | 2015-12-03 13:24
47472 | 13 | UPRR - Albina Yard – 1135 N KNOTT ST | 1200-Z | Stormwater | Zinc | Total | 52 | 0.052 | mg/L | 02 | 2015-12-03 13:25
47473 | 13 | UPRR - Albina Yard – 1135 N KNOTT ST | 1200-Z | Stormwater | Zinc | Total | 74 | 0.074 | mg/L | 02 | 2015-12-17 11:27
47477 | 13 | UPRR - Albina Yard – 1135 N KNOTT ST | 1200-Z | Stormwater | Zinc | Total | 130 | 0.13 | mg/L | 03 | 2015-12-17 11:44
56569 | 17 | Cargill Incorporated – 800 N RIVER ST. | 1200-Z | Stormwater | Zinc | Total | 227 | 227 | ug/l | 2 | 2016-01-12
56570 | 17 | Cargill Incorporated – 800 N RIVER ST. | 1200-Z | Stormwater | Zinc | Total | 235 | 235 | ug/l | 7 | 2016-01-12
56574 | 17 | Cargill Incorporated – 800 N RIVER ST. | 1200-Z | Stormwater | Zinc | Total | 372 | 372 | ug/l | 5 | 2016-01-12
56582 | 17 | Cargill Incorporated – 800 N RIVER ST. | 1200-Z | Stormwater | Zinc | Total | 480 | 480 | ug/l | 3 | 2016-01-12
56583 | 17 | Cargill Incorporated – 800 N RIVER ST. | 1200-Z | Stormwater | Zinc | Total | 532 | 532 | ug/l | 6 | 2016-01-12
56585 | 17 | Cargill Incorporated – 800 N RIVER ST. | 1200-Z | Stormwater | Zinc | Total | 731 | 731 | ug/l | 4 | 2016-01-12
53342 | 16 | Glacier Northwest – 1050 N River St. | Source Control Data | Stormwater | Zinc | Total | 42.1 | 42.1 | ug/l | WR-350 | 2016-01-27
55987 | 16 | Glacier Northwest – 1050 N River St. | Source Control Data | Stormwater | Zinc | Total | 45 | 45 | ug/l | WR-351 | 2016-01-27
55989 | 16 | Glacier Northwest – 1050 N River St. | Source Control Data | Stormwater | Zinc | Total | 91.4 | 91.4 | ug/l | WR-352 | 2016-01-27
47474 | 13 | UPRR - Albina Yard – 1135 N KNOTT ST | 1200-Z | Stormwater | Zinc | Total | 99 | 0.099 | mg/L | 02 | 2016-02-12 12:43
47478 | 13 | UPRR - Albina Yard – 1135 N KNOTT ST | 1200-Z | Stormwater | Zinc | Total | 130 | 0.13 | mg/L | 03 | 2016-02-12 13:13
56586 | 17 | Cargill Incorporated – 800 N RIVER ST. | 1200-Z | Stormwater | Zinc | Total | 1280 | 1280 | ug/l | 6 | 2016-02-26
56571 | 17 | Cargill Incorporated – 800 N RIVER ST. | 1200-Z | Stormwater | Zinc | Total | 268 | 268 | ug/l | 2 | 2016-02-26
56573 | 17 | Cargill Incorporated – 800 N RIVER ST. | 1200-Z | Stormwater | Zinc | Total | 336 | 336 | ug/l | 7 | 2016-02-26
55988 | 16 | Glacier Northwest – 1050 N River St. | Source Control Data | Stormwater | Zinc | Total | 42.5 | 42.5 | ug/l | WR-351 | 2016-02-27
55986 | 16 | Glacier Northwest – 1050 N River St. | Source Control Data | Stormwater | Zinc | Total | 45.9 | 45.9 | ug/l | WR-350 | 2016-02-27
55990 | 16 | Glacier Northwest – 1050 N River St. | Source Control Data | Stormwater | Zinc | Total | 50.3 | 50.3 | ug/l | WR-352 | 2016-02-27
83611 | 26 | City of Portland Outfalls | Source Control Data | Stormwater | Zinc | Total | 207 | 207 | ug/l | 45_SW1 | 2016-03-09
83615 | 26 | City of Portland Outfalls | Source Control Data | Stormwater | Zinc | Total | 89.2 | 89.2 | ug/l | 44_SW20 | 2016-03-09
47475 | 13 | UPRR - Albina Yard – 1135 N KNOTT ST | 1200-Z | Stormwater | Zinc | Total | 400 | 0.4 | mg/L | 02 | 2016-03-11 10:48
47479 | 13 | UPRR - Albina Yard – 1135 N KNOTT ST | 1200-Z | Stormwater | Zinc | Total | 81 | 0.081 | mg/L | 03 | 2016-03-11 11:20
56563 | 17 | Cargill Incorporated – 800 N RIVER ST. | 1200-Z | Stormwater | Zinc | Total | 40 | 40 | ug/l | 5 | 2016-04-12
56575 | 17 | Cargill Incorporated – 800 N RIVER ST. | 1200-Z | Stormwater | Zinc | Total | 402 | 402 | ug/l | 7 | 2016-04-12
56580 | 17 | Cargill Incorporated – 800 N RIVER ST. | 1200-Z | Stormwater | Zinc | Total | 455 | 455 | ug/l | 2 | 2016-04-12
56584 | 17 | Cargill Incorporated – 800 N RIVER ST. | 1200-Z | Stormwater | Zinc | Total | 587 | 587 | ug/l | 6 | 2016-04-12
83616 | 26 | City of Portland Outfalls | Source Control Data | Stormwater | Zinc | Total | 120 | 120 | ug/l | 44_SW20 | 2016-05-19
83612 | 26 | City of Portland Outfalls | Source Control Data | Stormwater | Zinc | Total | 607 | 607 | ug/l | 45_SW1 | 2016-05-19
83613 | 26 | City of Portland Outfalls | Source Control Data | Stormwater | Zinc | Total | 341 | 341 | ug/l | 45_SW1 | 2016-10-13
83617 | 26 | City of Portland Outfalls | Source Control Data | Stormwater | Zinc | Total | 52 | 52 | ug/l | 44_SW20 | 2016-10-13
56565 | 17 | Cargill Incorporated – 800 N RIVER ST. | 1200-Z | Stormwater | Zinc | Total | 109 | 109 | ug/l | 5 | 2016-10-26
56568 | 17 | Cargill Incorporated – 800 N RIVER ST. | 1200-Z | Stormwater | Zinc | Total | 225 | 225 | ug/l |  | 2016-10-26
56572 | 17 | Cargill Incorporated – 800 N RIVER ST. | 1200-Z | Stormwater | Zinc | Total | 281 | 281 | ug/l | 2 | 2016-10-26
56579 | 17 | Cargill Incorporated – 800 N RIVER ST. | 1200-Z | Stormwater | Zinc | Total | 438 | 438 | ug/l | 6 | 2016-10-26
102883 | 15 | UPRR - Albina Yard – 1135 N KNOTT ST | 1200-Z | Stormwater | zinc | Total | 34 | 0.034 | mg/L |  | 2016-11-23 11:25
102887 | 15 | UPRR - Albina Yard – 1135 N KNOTT ST | 1200-Z | Stormwater | zinc | Total | 83 | 0.083 | mg/L | 03 | 2016-11-23 11:55
102884 | 15 | UPRR - Albina Yard – 1135 N KNOTT ST | 1200-Z | Stormwater | zinc | Total | 190 | 0.19 | mg/L |  | 2016-12-27 12:03
102888 | 15 | UPRR - Albina Yard – 1135 N KNOTT ST | 1200-Z | Stormwater | zinc | Total | 70 | 0.07 | mg/L | 03 | 2016-12-27 12:41
102885 | 15 | UPRR - Albina Yard – 1135 N KNOTT ST | 1200-Z | Stormwater | zinc | Total | 110 | 0.11 | mg/L |  | 2017-02-06 09:37
102889 | 15 | UPRR - Albina Yard – 1135 N KNOTT ST | 1200-Z | Stormwater | zinc | Total | 83 | 0.083 | mg/L | 03 | 2017-02-06 09:56
83614 | 26 | City of Portland Outfalls | Source Control Data | Stormwater | Zinc | Total | 299 | 299 | ug/l | 45_SW1 | 2017-02-08
83618 | 26 | City of Portland Outfalls | Source Control Data | Stormwater | Zinc | Total | 71.65 | 71.65 | ug/l | 44_SW20 | 2017-02-08
102886 | 15 | UPRR - Albina Yard – 1135 N KNOTT ST | 1200-Z | Stormwater | zinc | Total | 57 | 0.057 | mg/L |  | 2017-03-07 13:25
102890 | 15 | UPRR - Albina Yard – 1135 N KNOTT ST | 1200-Z | Stormwater | zinc | Total | 95 | 0.095 | mg/L | 03 | 2017-03-07 13:43

## NEW PAHs
Graphing
[13 empty] | Year | Average | Number per year
ECSI # | Site Name | Number of Total Data Points Available | Percentage of Total |  |  | Year | Average | Number per year |  | Averages before/After |  |  | Pre 2012 | 0.81064
5449 | CalPortland/Glacier NW | 31 | 24.6032 |  |  | Pre 2010 | 0.79689 | 36 |  | Year | Average |  | 2012 | 3.1148 | 15
5561 | Cargill/CLD | 22 | 17.4603 |  |  | 2010 | 0.6596 | 4 |  | 2011-2009 | 0.81064 |  | 2013 | 1.3873 | 10
5117 | PacifiCorps Albina | Within City Basin 44 and 45 | NA |  |  | 2011 | 0.99383 | 6 |  | 2012-2017 | 1.9229 |  | 2014 | 1.1093 | 6
[6 empty] | 2012 | 3.1148 | 15 |  |  |  |  | 2015 | 2.0613 | 13
| City of Portland- 44,45 | 8 | 6.3492 |  |  | 2013 | 1.3873 | 10 |  |  |  |  | 2016 | 1.3359 | 31
178 | UPRR Albina | 49 | 38.8889 |  |  | 2014 | 1.1093 | 6 |  |  |  |  | 2017 | 3.674 | 5
| ODOT-WR306A | 16 | 12.6984 |  |  | 2015 | 2.0613 | 13
3036 | Tucker Building | NA | NA |  |  | 2016 | 1.3359 | 31
1302 | Master Chemical | NA | NA |  |  | 2017 | 3.674 | 5
3215 | Valvoline Inc. | Within City Basin 44 | NA
2761 | WR Grace/Vermiculite | Within City Basin 44 | NA
Total | Total | 126
RecordID | DataFileID | Facility | Project | Medium | Analyte | FractionAnalyzed | Micrograms per liter | Result_LessOrGreaterThan | ResultValue | Units | ResultQualifiers | SampleCollectionLocation | SampleCollectionDate | OtherNotes | DataQuality | ResultType
12143 | 5 | UPRR - Albina Yard – 1135 N KNOTT ST | Rank-Order Curve Graphs | Stormwater | Total PAHs | Total | 0.02 |  | 0.02 | ug/L |  |  |  | Data from original version of charts; COP dataset |  | Calculated
12113 | 5 | UPRR - Albina Yard – 1135 N KNOTT ST | Rank-Order Curve Graphs | Stormwater | Total PAHs | Total | 0.027 |  | 0.027 | ug/L |  |  |  | Data from original version of charts; COP dataset |  | Calculated
12107 | 5 | UPRR - Albina Yard – 1135 N KNOTT ST | Rank-Order Curve Graphs | Stormwater | Total PAHs | Total | 0.028 |  | 0.028 | ug/L |  |  |  | Data from original version of charts; COP dataset |  | Calculated
11971 | 5 | UPRR - Albina Yard – 1135 N KNOTT ST | Rank-Order Curve Graphs | Stormwater | Total PAHs | Total | 0.061 |  | 0.061 | ug/L |  |  |  | Data from original version of charts; COP dataset |  | Calculated
11961 | 5 | UPRR - Albina Yard – 1135 N KNOTT ST | Rank-Order Curve Graphs | Stormwater | Total PAHs | Total | 0.067 |  | 0.067 | ug/L |  |  |  | Data from original version of charts; COP dataset |  | Calculated
11952 | 5 | UPRR - Albina Yard – 1135 N KNOTT ST | Rank-Order Curve Graphs | Stormwater | Total PAHs | Total | 0.073 |  | 0.073 | ug/L |  |  |  | Data from original version of charts; COP dataset |  | Calculated
11951 | 5 | UPRR - Albina Yard – 1135 N KNOTT ST | Rank-Order Curve Graphs | Stormwater | Total PAHs | Total | 0.074 |  | 0.074 | ug/L |  |  |  | Data from original version of charts; COP dataset |  | Calculated
11949 | 5 | UPRR - Albina Yard – 1135 N KNOTT ST | Rank-Order Curve Graphs | Stormwater | Total PAHs | Total | 0.078 |  | 0.078 | ug/L |  |  |  | Data from original version of charts; COP dataset |  | Calculated
11932 | 5 | UPRR - Albina Yard – 1135 N KNOTT ST | Rank-Order Curve Graphs | Stormwater | Total PAHs | Total | 0.09 |  | 0.09 | ug/L |  |  |  | Data from original version of charts; COP dataset |  | Calculated
11895 | 5 | UPRR - Albina Yard – 1135 N KNOTT ST | Rank-Order Curve Graphs | Stormwater | Total PAHs | Total | 0.11 |  | 0.11 | ug/L |  |  |  | Data from original version of charts; COP dataset |  | Calculated
11878 | 5 | UPRR - Albina Yard – 1135 N KNOTT ST | Rank-Order Curve Graphs | Stormwater | Total PAHs | Total | 0.12 |  | 0.12 | ug/L |  |  |  | Data from original version of charts; COP dataset |  | Calculated
11868 | 5 | UPRR - Albina Yard – 1135 N KNOTT ST | Rank-Order Curve Graphs | Stormwater | Total PAHs | Total | 0.13 |  | 0.13 | ug/L |  |  |  | Data from original version of charts; COP dataset |  | Calculated
11862 | 5 | UPRR - Albina Yard – 1135 N KNOTT ST | Rank-Order Curve Graphs | Stormwater | Total PAHs | Total | 0.14 |  | 0.14 | ug/L |  |  |  | Data from original version of charts; COP dataset |  | Calculated
11833 | 5 | UPRR - Albina Yard – 1135 N KNOTT ST | Rank-Order Curve Graphs | Stormwater | Total PAHs | Total | 0.18 |  | 0.18 | ug/L |  |  |  | Data from original version of charts; COP dataset |  | Calculated
11804 | 5 | UPRR - Albina Yard – 1135 N KNOTT ST | Rank-Order Curve Graphs | Stormwater | Total PAHs | Total | 0.19 |  | 0.19 | ug/L |  |  |  | Data from original version of charts; COP dataset |  | Calculated
11719 | 5 | UPRR - Albina Yard – 1135 N KNOTT ST | Rank-Order Curve Graphs | Stormwater | Total PAHs | Total | 0.31 |  | 0.31 | ug/L |  |  |  | Data from original version of charts; COP dataset |  | Calculated
11686 | 5 | UPRR - Albina Yard – 1135 N KNOTT ST | Rank-Order Curve Graphs | Stormwater | Total PAHs | Total | 0.38 |  | 0.38 | ug/L |  |  |  | Data from original version of charts; COP dataset |  | Calculated
11633 | 5 | UPRR - Albina Yard – 1135 N KNOTT ST | Rank-Order Curve Graphs | Stormwater | Total PAHs | Total | 0.44 |  | 0.44 | ug/l |  | WR218 |  | Data from original version of charts; RI data |  | Calculated
11619 | 5 | UPRR - Albina Yard – 1135 N KNOTT ST | Rank-Order Curve Graphs | Stormwater | Total PAHs | Total | 0.48 |  | 0.48 | ug/L |  |  |  | Data from original version of charts; COP dataset |  | Calculated
11597 | 5 | UPRR - Albina Yard – 1135 N KNOTT ST | Rank-Order Curve Graphs | Stormwater | Total PAHs | Total | 0.52 |  | 0.52 | ug/l |  | WR218 |  | Data from original version of charts; RI data |  | Calculated
11592 | 5 | UPRR - Albina Yard – 1135 N KNOTT ST | Rank-Order Curve Graphs | Stormwater | Total PAHs | Total | 0.53 |  | 0.53 | ug/L |  |  |  | Data from original version of charts; COP dataset |  | Calculated
11580 | 5 | UPRR - Albina Yard – 1135 N KNOTT ST | Rank-Order Curve Graphs | Stormwater | Total PAHs | Total | 0.57 |  | 0.57 | ug/L |  |  |  | Data from original version of charts; COP dataset |  | Calculated
11567 | 5 | UPRR - Albina Yard – 1135 N KNOTT ST | Rank-Order Curve Graphs | Stormwater | Total PAHs | Total | 0.61 |  | 0.61 | ug/L |  |  |  | Data from original version of charts; COP dataset |  | Calculated
11532 | 5 | UPRR - Albina Yard – 1135 N KNOTT ST | Rank-Order Curve Graphs | Stormwater | Total PAHs | Total | 0.71 |  | 0.71 | ug/L |  |  |  | Data from original version of charts; COP dataset |  | Calculated
11527 | 5 | UPRR - Albina Yard – 1135 N KNOTT ST | Rank-Order Curve Graphs | Stormwater | Total PAHs | Total | 0.72 |  | 0.72 | ug/L |  |  |  | Data from original version of charts; COP dataset |  | Calculated
11525 | 5 | UPRR - Albina Yard – 1135 N KNOTT ST | Rank-Order Curve Graphs | Stormwater | Total PAHs | Total | 0.74 |  | 0.74 | ug/L |  |  |  | Data from original version of charts; COP dataset |  | Calculated
11521 | 5 | UPRR - Albina Yard – 1135 N KNOTT ST | Rank-Order Curve Graphs | Stormwater | Total PAHs | Total | 0.75 |  | 0.75 | ug/L |  |  |  | Data from original version of charts; COP dataset |  | Calculated
11475 | 5 | UPRR - Albina Yard – 1135 N KNOTT ST | Rank-Order Curve Graphs | Stormwater | Total PAHs | Total | 0.96 |  | 0.96 | ug/L |  |  |  | Data from original version of charts; COP dataset |  | Calculated
11467 | 5 | UPRR - Albina Yard – 1135 N KNOTT ST | Rank-Order Curve Graphs | Stormwater | Total PAHs | Total | 0.98 |  | 0.98 | ug/L |  |  |  | Data from original version of charts; COP dataset |  | Calculated
11431 | 5 | UPRR - Albina Yard – 1135 N KNOTT ST | Rank-Order Curve Graphs | Stormwater | Total PAHs | Total | 1 |  | 1 | ug/L |  |  |  | Data from original version of charts; COP dataset |  | Calculated
11333 | 5 | UPRR - Albina Yard – 1135 N KNOTT ST | Rank-Order Curve Graphs | Stormwater | Total PAHs | Total | 1.5 |  | 1.5 | ug/L |  |  |  | Data from original version of charts; COP dataset |  | Calculated
11276 | 5 | UPRR - Albina Yard – 1135 N KNOTT ST | Rank-Order Curve Graphs | Stormwater | Total PAHs | Total | 1.9 |  | 1.9 | ug/l |  | WR218 |  | Data from original version of charts; RI data |  | Calculated
11219 | 5 | UPRR - Albina Yard – 1135 N KNOTT ST | Rank-Order Curve Graphs | Stormwater | Total PAHs | Total | 2.2 |  | 2.2 | ug/L |  |  |  | Data from original version of charts; COP dataset |  | Calculated
11193 | 5 | UPRR - Albina Yard – 1135 N KNOTT ST | Rank-Order Curve Graphs | Stormwater | Total PAHs | Total | 2.7 |  | 2.7 | ug/L |  |  |  | Data from original version of charts; COP dataset |  | Calculated
11102 | 5 | UPRR - Albina Yard – 1135 N KNOTT ST | Rank-Order Curve Graphs | Stormwater | Total PAHs | Total | 4 |  | 4 | ug/L |  |  |  | Data from original version of charts; COP dataset |  | Calculated
11043 | 5 | UPRR - Albina Yard – 1135 N KNOTT ST | Rank-Order Curve Graphs | Stormwater | Total PAHs | Total | 5.3 |  | 5.3 | ug/l |  | WR218 |  | Data from original version of charts; RI data |  | Calculated
111287 | 27 | Oregon Department of Transportation(ODOT) | Source Control Data | Stormwater | Total PAHs | Total | 0.431 |  | 0.431 | ug/l |  | WR-306A | 2010-03-26
111268 | 27 | Oregon Department of Transportation(ODOT) | Source Control Data | Stormwater | Total PAHs | Total | 0.9078 |  | 0.9078 | ug/l |  | WR-306A | 2010-03-29
111282 | 27 | Oregon Department of Transportation(ODOT) | Source Control Data | Stormwater | Total PAHs | Total | 0.622 |  | 0.622 | ug/l |  | WR-306A | 2010-04-03
111278 | 27 | Oregon Department of Transportation(ODOT) | Source Control Data | Stormwater | Total PAHs | Total | 0.6776 |  | 0.6776 | ug/l |  | WR-306A | 2010-05-20
7189 | 5 | Glacier Northwest – 1050 N River St. | Rank-Order Curve Graphs | Stormwater | Total PAHs | Total | 0.684 |  | 0.684 | ug/l | Some J's | WR-352 | 2011-10-28 | Data added to charts 3/25/15 |  | Calculated
7187 | 5 | Glacier Northwest – 1050 N River St. | Rank-Order Curve Graphs | Stormwater | Total PAHs | Total | 1.161 |  | 1.161 | ug/l | Some J's | WR-350 | 2011-10-28 | Data added to charts 3/25/15 |  | Calculated
7185 | 5 | Glacier Northwest – 1050 N River St. | Rank-Order Curve Graphs | Stormwater | Total PAHs | Total | 1.607 |  | 1.607 | ug/l | Some J's | WR-351 | 2011-10-28 | Data added to charts 3/25/15 |  | Calculated
7128 | 5 | Glacier Northwest – 1050 N River St. | Rank-Order Curve Graphs | Stormwater | Total PAHs | Total | 0.756 |  | 0.756 | ug/l | Some J's | WR-352 | 2011-11-16 | Data added to charts 3/25/15 |  | Calculated
7125 | 5 | Glacier Northwest – 1050 N River St. | Rank-Order Curve Graphs | Stormwater | Total PAHs | Total | 0.854 |  | 0.854 | ug/l | Some J's | WR-351 | 2011-11-16 | Data added to charts 3/25/15 |  | Calculated
7123 | 5 | Glacier Northwest – 1050 N River St. | Rank-Order Curve Graphs | Stormwater | Total PAHs | Total | 0.901 |  | 0.901 | ug/l | Some J's | WR-350 | 2011-11-16 | Data added to charts 3/25/15 |  | Calculated
111288 | 27 | Oregon Department of Transportation(ODOT) | Source Control Data | Stormwater | Total PAHs | Total | 0.41671 |  | 0.41671 | ug/l |  | WR-306A | 2012-01-04
7072 | 5 | Glacier Northwest – 1050 N River St. | Rank-Order Curve Graphs | Stormwater | Total PAHs | Total | 0.359 |  | 0.359 | ug/l | Some J's | WR-352 | 2012-01-17 | Data added to charts 3/25/15 |  | Calculated
7065 | 5 | Glacier Northwest – 1050 N River St. | Rank-Order Curve Graphs | Stormwater | Total PAHs | Total | 1.306 |  | 1.306 | ug/l | Some J's | WR-350 | 2012-01-17 | Data added to charts 3/25/15 |  | Calculated
7063 | 5 | Glacier Northwest – 1050 N River St. | Rank-Order Curve Graphs | Stormwater | Total PAHs | Total | 1.576 |  | 1.576 | ug/l | Some J's | WR-351 | 2012-01-17 | Data added to charts 3/25/15 |  | Calculated
111260 | 27 | Oregon Department of Transportation(ODOT) | Source Control Data | Stormwater | Total PAHs | Total | 1.4847 |  | 1.4847 | ug/l |  | WR-306A | 2012-01-24
111296 | 27 | Oregon Department of Transportation(ODOT) | Source Control Data | Stormwater | Total PAHs | Total | 0.338 |  | 0.338 | ug/l |  | WR-306A | 2012-02-22
6881 | 5 | Glacier Northwest – 1050 N River St. | Rank-Order Curve Graphs | Stormwater | Total PAHs | Total | 0.148 |  | 0.148 | ug/l | Some J's | WR-352 | 2012-02-28 | Data added to charts 3/25/15 |  | Calculated
6879 | 5 | Glacier Northwest – 1050 N River St. | Rank-Order Curve Graphs | Stormwater | Total PAHs | Total | 0.464 |  | 0.464 | ug/l | Some J's | WR-350 | 2012-02-28 | Data added to charts 3/25/15 |  | Calculated
6878 | 5 | Glacier Northwest – 1050 N River St. | Rank-Order Curve Graphs | Stormwater | Total PAHs | Total | 0.512 |  | 0.512 | ug/l | Some J's | WR-351 | 2012-02-28 | Data added to charts 3/25/15 |  | Calculated
111247 | 27 | Oregon Department of Transportation(ODOT) | Source Control Data | Stormwater | Total PAHs | Total | 36.247 |  | 36.247 | ug/l |  | WR-306A | 2012-10-12
6485 | 5 | Glacier Northwest – 1050 N River St. | Rank-Order Curve Graphs | Stormwater | Total PAHs | Total | 0.19 |  | 0.19 | ug/l | J | WR-352 | 2012-10-19 | Data added to charts 3/25/15 |  | Calculated
6482 | 5 | Glacier Northwest – 1050 N River St. | Rank-Order Curve Graphs | Stormwater | Total PAHs | Total | 0.77 |  | 0.77 | ug/l | Some J's | WR-351 | 2012-10-19 | Data added to charts 3/25/15 |  | Calculated
6478 | 5 | Glacier Northwest – 1050 N River St. | Rank-Order Curve Graphs | Stormwater | Total PAHs | Total | 2.15 |  | 2.15 | ug/l | Some J's | WR-350 | 2012-10-19 | Data added to charts 3/25/15 |  | Calculated
6336 | 5 | Cargill Incorporated – 800 N RIVER ST. | Rank-Order Curve Graphs | Stormwater | Total PAHs | Total | 0.11 |  | 0.11 | ug/l |  | Outfall 6 | 2012-11-18 | Data added to charts 3/25/15 |  | Calculated
6335 | 5 | Cargill Incorporated – 800 N RIVER ST. | Rank-Order Curve Graphs | Stormwater | Total PAHs | Total | 0.65 |  | 0.65 | ug/l |  | Outfall 3 | 2012-11-18 | Data added to charts 3/25/15 |  | Calculated
111270 | 27 | Oregon Department of Transportation(ODOT) | Source Control Data | Stormwater | Total PAHs | Total | 0.883 |  | 0.883 | ug/l |  | WR-306A | 2013-01-25
111258 | 27 | Oregon Department of Transportation(ODOT) | Source Control Data | Stormwater | Total PAHs | Total | 1.615 |  | 1.615 | ug/l |  | WR-306A | 2013-02-22
111250 | 27 | Oregon Department of Transportation(ODOT) | Source Control Data | Stormwater | Total PAHs | Total | 2.795 |  | 2.795 | ug/l |  | WR-306A | 2013-02-22
111265 | 27 | Oregon Department of Transportation(ODOT) | Source Control Data | Stormwater | Total PAHs | Total | 1.21 |  | 1.21 | ug/l |  | WR-306A | 2013-03-20
5641 | 5 | Cargill Incorporated – 800 N RIVER ST. | Rank-Order Curve Graphs | Stormwater | Total PAHs | Total | 0.663 |  | 0.663 | ug/l |  | Outfall 4 | 2013-04-19 | Data added to charts 3/25/15 |  | Calculated
5635 | 5 | Cargill Incorporated – 800 N RIVER ST. | Rank-Order Curve Graphs | Stormwater | Total PAHs | Total | 1.608 |  | 1.608 | ug/l |  | Outfall 7 | 2013-04-19 | Data added to charts 3/25/15 |  | Calculated
111249 | 27 | Oregon Department of Transportation(ODOT) | Source Control Data | Stormwater | Total PAHs | Total | 4.017 |  | 4.017 | ug/l |  | WR-306A | 2013-05-21
5272 | 5 | Glacier Northwest – 1050 N River St. | Rank-Order Curve Graphs | Stormwater | Total PAHs | Total | 0.19168 |  | 0.19168 | ug/l | Some J's, one X | WR-350 | 2013-11-01 | Data added to charts 3/25/15 |  | Calculated
5270 | 5 | Glacier Northwest – 1050 N River St. | Rank-Order Curve Graphs | Stormwater | Total PAHs | Total | 0.2182 |  | 0.2182 | ug/l | Some J's, Some X's | WR-352 | 2013-11-01 | Data added to charts 3/25/15 |  | Calculated
5266 | 5 | Glacier Northwest – 1050 N River St. | Rank-Order Curve Graphs | Stormwater | Total PAHs | Total | 0.6723 |  | 0.6723 | ug/l | Some X's | WR-351 | 2013-11-01 | Data added to charts 3/25/15 |  | Calculated
111253 | 27 | Oregon Department of Transportation(ODOT) | Source Control Data | Stormwater | Total PAHs | Total | 2.379 |  | 2.379 | ug/l |  | WR-306A | 2014-01-11
111257 | 27 | Oregon Department of Transportation(ODOT) | Source Control Data | Stormwater | Total PAHs | Total | 1.687 |  | 1.687 | ug/l |  | WR-306A | 2014-01-29
111262 | 27 | Oregon Department of Transportation(ODOT) | Source Control Data | Stormwater | Total PAHs | Total | 1.272 |  | 1.272 | ug/l |  | WR-306A | 2014-03-25
115169 | 33 | UPRR - Albina Yard – 1135 N KNOTT ST | 1200-Z | Stormwater | Total PAHs | Total | 0.44 |  | 0.00044 | mg/L |  | 02 | 2014-10-22 12:20
115168 | 33 | UPRR - Albina Yard – 1135 N KNOTT ST | 1200-Z | Stormwater | Total PAHs | Total | 0.12 |  | 0.00012 | mg/L |  | 03 | 2014-10-22 12:45
115036 | 33 | Glacier Northwest – 1050 N River St. | 1200-A | Stormwater | Total PAHs | Total | 0.758 | < | 0.000758 | mg/L |  | SW-1 | 2014-12-09 10:35
115149 | 33 | Cargill Incorporated – 800 N RIVER ST. | 1200-Z | Stormwater | Total PAHs | Total | 0.143 | < | 0.000143 | mg/L |  | 03 | 2015-01-17 12:45
115150 | 33 | Cargill Incorporated – 800 N RIVER ST. | 1200-Z | Stormwater | Total PAHs | Total | 0.143 | < | 0.000143 | mg/L |  | 04 | 2015-01-17 12:50
115151 | 33 | Cargill Incorporated – 800 N RIVER ST. | 1200-Z | Stormwater | Total PAHs | Total | 0.144 | < | 0.000144 | mg/L |  | 05 | 2015-01-17 12:55
115152 | 33 | Cargill Incorporated – 800 N RIVER ST. | 1200-Z | Stormwater | Total PAHs | Total | 0.943 | < | 0.000943 | mg/L |  | 06 | 2015-01-17 13:00
115153 | 33 | Cargill Incorporated – 800 N RIVER ST. | 1200-Z | Stormwater | Total PAHs | Total | 0.144 | < | 0.000144 | mg/L |  | 07 | 2015-01-17 13:05
115148 | 33 | Cargill Incorporated – 800 N RIVER ST. | 1200-Z | Stormwater | Total PAHs | Total | 0.143 | < | 0.000143 | mg/L |  | 02 | 2015-01-19 12:40
115171 | 33 | UPRR - Albina Yard – 1135 N KNOTT ST | 1200-Z | Stormwater | Total PAHs | Total | 2.897 |  | 0.002897 | mg/L |  | 02 | 2015-02-09 10:00
115170 | 33 | UPRR - Albina Yard – 1135 N KNOTT ST | 1200-Z | Stormwater | Total PAHs | Total | 1.204 |  | 0.001204 | mg/L |  | 03 | 2015-02-09 10:30
115035 | 33 | Glacier Northwest – 1050 N River St. | 1200-A | Stormwater | Total PAHs | Total | 0.765 | < | 0.000765 | mg/L |  | SW-1 | 2015-05-04 12:15
115311 | 34 | Glacier Northwest – 1050 N River St. | 1200-A | Stormwater | Total PAHs | Total | 0.971 | < | 0.000971 | mg/L |  | SW-1 | 2015-11-17 10:45
115312 | 34 | Glacier Northwest – 1050 N River St. | 1200-A | Stormwater | Total PAHs | Total | 0.99 | < | 0.00099 | mg/L |  | SW-1 | 2015-11-24 11:10
115355 | 34 | UPRR - Albina Yard – 1135 N KNOTT ST | 1200-Z | Stormwater | Total PAHs | Total | 0.52 |  | 0.00052 | mg/L |  | 03 | 2015-12-03 13:24
115356 | 34 | UPRR - Albina Yard – 1135 N KNOTT ST | 1200-Z | Stormwater | Total PAHs | Total | 17.79 |  | 0.01779 | mg/L |  | 02 | 2015-12-03 13:25
53330 | 16 | Glacier Northwest – 1050 N River St. | Source Control Data | Stormwater | Total PAHs | Total | 0.242 |  | 0.242 | ug/l |  | WR-350 | 2016-01-27
53332 | 16 | Glacier Northwest – 1050 N River St. | Source Control Data | Stormwater | Total PAHs | Total | 0.312 |  | 0.312 | ug/l |  | WR-351 | 2016-01-27
55977 | 16 | Glacier Northwest – 1050 N River St. | Source Control Data | Stormwater | Total PAHs | Total | 0.318 |  | 0.318 | ug/l |  | WR-352 | 2016-01-27
115357 | 34 | UPRR - Albina Yard – 1135 N KNOTT ST | 1200-Z | Stormwater | Total PAHs | Total | 3.862 |  | 0.003862 | mg/L |  | 02 | 2016-02-12 12:43
67579 | 17 | Cargill Incorporated – 800 N RIVER ST. | 1200-Z | Stormwater | Total PAHs | Total | 0.03702 |  | 0.03702 | ug/l |  | 5 | 2016-02-26
67585 | 17 | Cargill Incorporated – 800 N RIVER ST. | 1200-Z | Stormwater | Total PAHs | Total | 0.3734 |  | 0.3734 | ug/l |  | 7 | 2016-02-26
67576 | 17 | Cargill Incorporated – 800 N RIVER ST. | 1200-Z | Stormwater | Total PAHs | Total | 0.5998 |  | 0.5998 | ug/l |  | 2 | 2016-02-26
67582 | 17 | Cargill Incorporated – 800 N RIVER ST. | 1200-Z | Stormwater | Total PAHs | Total | 0.6079 |  | 0.6079 | ug/l |  | 6 | 2016-02-26
55978 | 16 | Glacier Northwest – 1050 N River St. | Source Control Data | Stormwater | Total PAHs | Total | 0.0439 |  | 0.0439 | ug/l |  | WR-352 | 2016-02-27
55976 | 16 | Glacier Northwest – 1050 N River St. | Source Control Data | Stormwater | Total PAHs | Total | 0.0709 |  | 0.0709 | ug/l |  | WR-351 | 2016-02-27
55974 | 16 | Glacier Northwest – 1050 N River St. | Source Control Data | Stormwater | Total PAHs | Total | 0.0964 |  | 0.0964 | ug/l |  | WR-350 | 2016-02-27
83482 | 26 | City of Portland Outfalls | Source Control Data | Stormwater | Total PAHs | Total | 1.6 |  | 1.6 | ug/l |  | 44_SW20 | 2016-03-09
83478 | 26 | City of Portland Outfalls | Source Control Data | Stormwater | Total PAHs | Total | 7.3 |  | 7.3 | ug/l |  | 45_SW1 | 2016-03-19
67580 | 17 | Cargill Incorporated – 800 N RIVER ST. | 1200-Z | Stormwater | Total PAHs | Total | 0.03154 |  | 0.03154 | ug/l |  | 5 | 2016-04-12
67583 | 17 | Cargill Incorporated – 800 N RIVER ST. | 1200-Z | Stormwater | Total PAHs | Total | 0.1287 |  | 0.1287 | ug/l |  | 6 | 2016-04-12
67586 | 17 | Cargill Incorporated – 800 N RIVER ST. | 1200-Z | Stormwater | Total PAHs | Total | 0.3664 |  | 0.3664 | ug/l |  | 7 | 2016-04-12
67577 | 17 | Cargill Incorporated – 800 N RIVER ST. | 1200-Z | Stormwater | Total PAHs | Total | 1.1096 |  | 1.1096 | ug/l |  | 2 | 2016-04-12
83483 | 26 | City of Portland Outfalls | Source Control Data | Stormwater | Total PAHs | Total | 0.42 |  | 0.42 | ug/l |  | 44_SW20 | 2016-05-19
83479 | 26 | City of Portland Outfalls | Source Control Data | Stormwater | Total PAHs | Total | 1 |  | 1 | ug/l |  | 45_SW1 | 2016-05-19
115313 | 34 | Glacier Northwest – 1050 N River St. | 1200-A | Stormwater | Total PAHs | Total | 0.862 | < | 0.000862 | mg/L |  | SW-1 | 2016-06-03 11:45
83481 | 26 | City of Portland Outfalls | Source Control Data | Stormwater | Total PAHs | Total | 1 |  | 1 | ug/l |  | 45_SW1 | 2016-10-13
83484 | 26 | City of Portland Outfalls | Source Control Data | Stormwater | Total PAHs | Total | 1.2 |  | 1.2 | ug/l |  | 44_SW20 | 2016-10-13
67581 | 17 | Cargill Incorporated – 800 N RIVER ST. | 1200-Z | Stormwater | Total PAHs | Total | 0.07953 |  | 0.07953 | ug/l |  | 5 | 2016-10-26
67578 | 17 | Cargill Incorporated – 800 N RIVER ST. | 1200-Z | Stormwater | Total PAHs | Total | 0.12298 |  | 0.12298 | ug/l |  | 2 | 2016-10-26
67584 | 17 | Cargill Incorporated – 800 N RIVER ST. | 1200-Z | Stormwater | Total PAHs | Total | 0.1543 |  | 0.1543 | ug/l |  | 6 | 2016-10-26
67587 | 17 | Cargill Incorporated – 800 N RIVER ST. | 1200-Z | Stormwater | Total PAHs | Total | 0.2936 |  | 0.2936 | ug/l |  |  | 2016-10-26
115033 | 33 | Glacier Northwest – 1050 N River St. | 1200-A | Stormwater | Total PAHs | Total | 0.773 | < | 0.000773 | mg/L |  | SW-1 | 2016-11-02 11:30
115166 | 33 | UPRR - Albina Yard – 1135 N KNOTT ST | 1200-Z | Stormwater | Total PAHs | Total | 13.15 |  | 0.01315 | mg/L |  |  | 2016-11-23 11:25
115164 | 33 | UPRR - Albina Yard – 1135 N KNOTT ST | 1200-Z | Stormwater | Total PAHs | Total | 0.587 |  | 0.000587 | mg/L |  | 03 | 2016-11-23 11:55
115165 | 33 | UPRR - Albina Yard – 1135 N KNOTT ST | 1200-Z | Stormwater | Total PAHs | Total | 4.62 |  | 0.00462 | mg/L |  |  | 2016-12-27 12:03
115162 | 33 | UPRR - Albina Yard – 1135 N KNOTT ST | 1200-Z | Stormwater | Total PAHs | Total | 0.05 |  | 5e-05 | mg/L |  | 03 | 2016-12-27 12:41
83485 | 26 | City of Portland Outfalls | Source Control Data | Stormwater | Total PAHs | Total | 0.79 |  | 0.79 | ug/l |  | 44_SW20 | 2017-02-08
83480 | 26 | City of Portland Outfalls | Source Control Data | Stormwater | Total PAHs | Total | 1.8 |  | 1.8 | ug/l |  | 45_SW1 | 2017-02-08
115167 | 33 | UPRR - Albina Yard – 1135 N KNOTT ST | 1200-Z | Stormwater | Total PAHs | Total | 14.45 |  | 0.01445 | mg/L |  |  | 2017-03-07 13:25
115163 | 33 | UPRR - Albina Yard – 1135 N KNOTT ST | 1200-Z | Stormwater | Total PAHs | Total | 0.34 |  | 0.00034 | mg/L |  | 03 | 2017-03-07 13:43
115034 | 33 | Glacier Northwest – 1050 N River St. | 1200-A | Stormwater | Total PAHs | Total | 0.99 | < | 0.00099 | mg/L |  | SW-1 | 2017-05-16 11:10
Note on K6: FITZPATRICK Devan: All UPRR
Note on K7: FITZPATRICK Devan: ODOT
Note on K8: FITZPATRICK Devan: Glacier

## Without UPRR
[17 empty] | 2010 | 0.6596 | 0.86014
[17 empty] | 2011 | 0.99383 |  | Pre 2010 | 0.86014
[17 empty] | 2012 | 3.1148 |  | 2012 | 3.1148
[17 empty] | 2013 | 1.3873 |  | 2013 | 1.3873
RecordID | DataFileID | Facility | Project | Medium | Analyte | FractionAnalyzed | Micrograms per liter | Result_LessOrGreaterThan | ResultValue | Units | ResultQualifiers | SampleCollectionLocation | SampleCollectionDate | OtherNotes | DataQuality | ResultType | 2014 | 1.524 |  | 2014 | 1.524
111287 | 27 | Oregon Department of Transportation(ODOT) | Source Control Data | Stormwater | Total PAHs | Total | 0.431 |  | 0.431 | ug/l |  | WR-306A | 2010-03-26 |  |  |  | 2015 | 0.4245 |  | 2015 | 0.4245
111268 | 27 | Oregon Department of Transportation(ODOT) | Source Control Data | Stormwater | Total PAHs | Total | 0.9078 |  | 0.9078 | ug/l |  | WR-306A | 2010-03-29 |  |  |  | 2016 | 0.42796 |  | 2016 | 0.42796
111282 | 27 | Oregon Department of Transportation(ODOT) | Source Control Data | Stormwater | Total PAHs | Total | 0.622 |  | 0.622 | ug/l |  | WR-306A | 2010-04-03 |  |  |  | 2017 | 0.89 |  | 2017 | 0.89
111278 | 27 | Oregon Department of Transportation(ODOT) | Source Control Data | Stormwater | Total PAHs | Total | 0.6776 |  | 0.6776 | ug/l |  | WR-306A | 2010-05-20
7189 | 5 | Glacier Northwest – 1050 N River St. | Rank-Order Curve Graphs | Stormwater | Total PAHs | Total | 0.684 |  | 0.684 | ug/l | Some J's | WR-352 | 2011-10-28 | Data added to charts 3/25/15 |  | Calculated
7187 | 5 | Glacier Northwest – 1050 N River St. | Rank-Order Curve Graphs | Stormwater | Total PAHs | Total | 1.161 |  | 1.161 | ug/l | Some J's | WR-350 | 2011-10-28 | Data added to charts 3/25/15 |  | Calculated
7185 | 5 | Glacier Northwest – 1050 N River St. | Rank-Order Curve Graphs | Stormwater | Total PAHs | Total | 1.607 |  | 1.607 | ug/l | Some J's | WR-351 | 2011-10-28 | Data added to charts 3/25/15 |  | Calculated
7128 | 5 | Glacier Northwest – 1050 N River St. | Rank-Order Curve Graphs | Stormwater | Total PAHs | Total | 0.756 |  | 0.756 | ug/l | Some J's | WR-352 | 2011-11-16 | Data added to charts 3/25/15 |  | Calculated
7125 | 5 | Glacier Northwest – 1050 N River St. | Rank-Order Curve Graphs | Stormwater | Total PAHs | Total | 0.854 |  | 0.854 | ug/l | Some J's | WR-351 | 2011-11-16 | Data added to charts 3/25/15 |  | Calculated
7123 | 5 | Glacier Northwest – 1050 N River St. | Rank-Order Curve Graphs | Stormwater | Total PAHs | Total | 0.901 |  | 0.901 | ug/l | Some J's | WR-350 | 2011-11-16 | Data added to charts 3/25/15 |  | Calculated
111288 | 27 | Oregon Department of Transportation(ODOT) | Source Control Data | Stormwater | Total PAHs | Total | 0.41671 |  | 0.41671 | ug/l |  | WR-306A | 2012-01-04
7072 | 5 | Glacier Northwest – 1050 N River St. | Rank-Order Curve Graphs | Stormwater | Total PAHs | Total | 0.359 |  | 0.359 | ug/l | Some J's | WR-352 | 2012-01-17 | Data added to charts 3/25/15 |  | Calculated
7065 | 5 | Glacier Northwest – 1050 N River St. | Rank-Order Curve Graphs | Stormwater | Total PAHs | Total | 1.306 |  | 1.306 | ug/l | Some J's | WR-350 | 2012-01-17 | Data added to charts 3/25/15 |  | Calculated
7063 | 5 | Glacier Northwest – 1050 N River St. | Rank-Order Curve Graphs | Stormwater | Total PAHs | Total | 1.576 |  | 1.576 | ug/l | Some J's | WR-351 | 2012-01-17 | Data added to charts 3/25/15 |  | Calculated
111260 | 27 | Oregon Department of Transportation(ODOT) | Source Control Data | Stormwater | Total PAHs | Total | 1.4847 |  | 1.4847 | ug/l |  | WR-306A | 2012-01-24
111296 | 27 | Oregon Department of Transportation(ODOT) | Source Control Data | Stormwater | Total PAHs | Total | 0.338 |  | 0.338 | ug/l |  | WR-306A | 2012-02-22
6881 | 5 | Glacier Northwest – 1050 N River St. | Rank-Order Curve Graphs | Stormwater | Total PAHs | Total | 0.148 |  | 0.148 | ug/l | Some J's | WR-352 | 2012-02-28 | Data added to charts 3/25/15 |  | Calculated
6879 | 5 | Glacier Northwest – 1050 N River St. | Rank-Order Curve Graphs | Stormwater | Total PAHs | Total | 0.464 |  | 0.464 | ug/l | Some J's | WR-350 | 2012-02-28 | Data added to charts 3/25/15 |  | Calculated
6878 | 5 | Glacier Northwest – 1050 N River St. | Rank-Order Curve Graphs | Stormwater | Total PAHs | Total | 0.512 |  | 0.512 | ug/l | Some J's | WR-351 | 2012-02-28 | Data added to charts 3/25/15 |  | Calculated
111247 | 27 | Oregon Department of Transportation(ODOT) | Source Control Data | Stormwater | Total PAHs | Total | 36.247 |  | 36.247 | ug/l |  | WR-306A | 2012-10-12
6485 | 5 | Glacier Northwest – 1050 N River St. | Rank-Order Curve Graphs | Stormwater | Total PAHs | Total | 0.19 |  | 0.19 | ug/l | J | WR-352 | 2012-10-19 | Data added to charts 3/25/15 |  | Calculated
6482 | 5 | Glacier Northwest – 1050 N River St. | Rank-Order Curve Graphs | Stormwater | Total PAHs | Total | 0.77 |  | 0.77 | ug/l | Some J's | WR-351 | 2012-10-19 | Data added to charts 3/25/15 |  | Calculated
6478 | 5 | Glacier Northwest – 1050 N River St. | Rank-Order Curve Graphs | Stormwater | Total PAHs | Total | 2.15 |  | 2.15 | ug/l | Some J's | WR-350 | 2012-10-19 | Data added to charts 3/25/15 |  | Calculated
6336 | 5 | Cargill Incorporated – 800 N RIVER ST. | Rank-Order Curve Graphs | Stormwater | Total PAHs | Total | 0.11 |  | 0.11 | ug/l |  | Outfall 6 | 2012-11-18 | Data added to charts 3/25/15 |  | Calculated
6335 | 5 | Cargill Incorporated – 800 N RIVER ST. | Rank-Order Curve Graphs | Stormwater | Total PAHs | Total | 0.65 |  | 0.65 | ug/l |  | Outfall 3 | 2012-11-18 | Data added to charts 3/25/15 |  | Calculated
111270 | 27 | Oregon Department of Transportation(ODOT) | Source Control Data | Stormwater | Total PAHs | Total | 0.883 |  | 0.883 | ug/l |  | WR-306A | 2013-01-25
111258 | 27 | Oregon Department of Transportation(ODOT) | Source Control Data | Stormwater | Total PAHs | Total | 1.615 |  | 1.615 | ug/l |  | WR-306A | 2013-02-22
111250 | 27 | Oregon Department of Transportation(ODOT) | Source Control Data | Stormwater | Total PAHs | Total | 2.795 |  | 2.795 | ug/l |  | WR-306A | 2013-02-22
111265 | 27 | Oregon Department of Transportation(ODOT) | Source Control Data | Stormwater | Total PAHs | Total | 1.21 |  | 1.21 | ug/l |  | WR-306A | 2013-03-20
5641 | 5 | Cargill Incorporated – 800 N RIVER ST. | Rank-Order Curve Graphs | Stormwater | Total PAHs | Total | 0.663 |  | 0.663 | ug/l |  | Outfall 4 | 2013-04-19 | Data added to charts 3/25/15 |  | Calculated
5635 | 5 | Cargill Incorporated – 800 N RIVER ST. | Rank-Order Curve Graphs | Stormwater | Total PAHs | Total | 1.608 |  | 1.608 | ug/l |  | Outfall 7 | 2013-04-19 | Data added to charts 3/25/15 |  | Calculated
111249 | 27 | Oregon Department of Transportation(ODOT) | Source Control Data | Stormwater | Total PAHs | Total | 4.017 |  | 4.017 | ug/l |  | WR-306A | 2013-05-21
5272 | 5 | Glacier Northwest – 1050 N River St. | Rank-Order Curve Graphs | Stormwater | Total PAHs | Total | 0.19168 |  | 0.19168 | ug/l | Some J's, one X | WR-350 | 2013-11-01 | Data added to charts 3/25/15 |  | Calculated
5270 | 5 | Glacier Northwest – 1050 N River St. | Rank-Order Curve Graphs | Stormwater | Total PAHs | Total | 0.2182 |  | 0.2182 | ug/l | Some J's, Some X's | WR-352 | 2013-11-01 | Data added to charts 3/25/15 |  | Calculated
5266 | 5 | Glacier Northwest – 1050 N River St. | Rank-Order Curve Graphs | Stormwater | Total PAHs | Total | 0.6723 |  | 0.6723 | ug/l | Some X's | WR-351 | 2013-11-01 | Data added to charts 3/25/15 |  | Calculated
111253 | 27 | Oregon Department of Transportation(ODOT) | Source Control Data | Stormwater | Total PAHs | Total | 2.379 |  | 2.379 | ug/l |  | WR-306A | 2014-01-11
111257 | 27 | Oregon Department of Transportation(ODOT) | Source Control Data | Stormwater | Total PAHs | Total | 1.687 |  | 1.687 | ug/l |  | WR-306A | 2014-01-29
111262 | 27 | Oregon Department of Transportation(ODOT) | Source Control Data | Stormwater | Total PAHs | Total | 1.272 |  | 1.272 | ug/l |  | WR-306A | 2014-03-25
115036 | 33 | Glacier Northwest – 1050 N River St. | 1200-A | Stormwater | Total PAHs | Total | 0.758 | < | 0.000758 | mg/L |  | SW-1 | 2014-12-09 10:35
115149 | 33 | Cargill Incorporated – 800 N RIVER ST. | 1200-Z | Stormwater | Total PAHs | Total | 0.143 | < | 0.000143 | mg/L |  | 03 | 2015-01-17 12:45
115150 | 33 | Cargill Incorporated – 800 N RIVER ST. | 1200-Z | Stormwater | Total PAHs | Total | 0.143 | < | 0.000143 | mg/L |  | 04 | 2015-01-17 12:50
115151 | 33 | Cargill Incorporated – 800 N RIVER ST. | 1200-Z | Stormwater | Total PAHs | Total | 0.144 | < | 0.000144 | mg/L |  | 05 | 2015-01-17 12:55
115152 | 33 | Cargill Incorporated – 800 N RIVER ST. | 1200-Z | Stormwater | Total PAHs | Total | 0.943 | < | 0.000943 | mg/L |  | 06 | 2015-01-17 13:00
115153 | 33 | Cargill Incorporated – 800 N RIVER ST. | 1200-Z | Stormwater | Total PAHs | Total | 0.144 | < | 0.000144 | mg/L |  | 07 | 2015-01-17 13:05
115148 | 33 | Cargill Incorporated – 800 N RIVER ST. | 1200-Z | Stormwater | Total PAHs | Total | 0.143 | < | 0.000143 | mg/L |  | 02 | 2015-01-19 12:40
115035 | 33 | Glacier Northwest – 1050 N River St. | 1200-A | Stormwater | Total PAHs | Total | 0.765 | < | 0.000765 | mg/L |  | SW-1 | 2015-05-04 12:15
115311 | 34 | Glacier Northwest – 1050 N River St. | 1200-A | Stormwater | Total PAHs | Total | 0.971 | < | 0.000971 | mg/L |  | SW-1 | 2015-11-17 10:45
115312 | 34 | Glacier Northwest – 1050 N River St. | 1200-A | Stormwater | Total PAHs | Total | 0.99 | < | 0.00099 | mg/L |  | SW-1 | 2015-11-24 11:10
53330 | 16 | Glacier Northwest – 1050 N River St. | Source Control Data | Stormwater | Total PAHs | Total | 0.242 |  | 0.242 | ug/l |  | WR-350 | 2016-01-27
53332 | 16 | Glacier Northwest – 1050 N River St. | Source Control Data | Stormwater | Total PAHs | Total | 0.312 |  | 0.312 | ug/l |  | WR-351 | 2016-01-27
55977 | 16 | Glacier Northwest – 1050 N River St. | Source Control Data | Stormwater | Total PAHs | Total | 0.318 |  | 0.318 | ug/l |  | WR-352 | 2016-01-27
67579 | 17 | Cargill Incorporated – 800 N RIVER ST. | 1200-Z | Stormwater | Total PAHs | Total | 0.03702 |  | 0.03702 | ug/l |  | 5 | 2016-02-26
67585 | 17 | Cargill Incorporated – 800 N RIVER ST. | 1200-Z | Stormwater | Total PAHs | Total | 0.3734 |  | 0.3734 | ug/l |  | 7 | 2016-02-26
67576 | 17 | Cargill Incorporated – 800 N RIVER ST. | 1200-Z | Stormwater | Total PAHs | Total | 0.5998 |  | 0.5998 | ug/l |  | 2 | 2016-02-26
67582 | 17 | Cargill Incorporated – 800 N RIVER ST. | 1200-Z | Stormwater | Total PAHs | Total | 0.6079 |  | 0.6079 | ug/l |  | 6 | 2016-02-26
55978 | 16 | Glacier Northwest – 1050 N River St. | Source Control Data | Stormwater | Total PAHs | Total | 0.0439 |  | 0.0439 | ug/l |  | WR-352 | 2016-02-27
55976 | 16 | Glacier Northwest – 1050 N River St. | Source Control Data | Stormwater | Total PAHs | Total | 0.0709 |  | 0.0709 | ug/l |  | WR-351 | 2016-02-27
55974 | 16 | Glacier Northwest – 1050 N River St. | Source Control Data | Stormwater | Total PAHs | Total | 0.0964 |  | 0.0964 | ug/l |  | WR-350 | 2016-02-27
83482 | 26 | City of Portland Outfalls | Source Control Data | Stormwater | Total PAHs | Total | 1.6 |  | 1.6 | ug/l |  | 44_SW20 | 2016-03-09
83478 | 26 | City of Portland Outfalls | Source Control Data | Stormwater | Total PAHs | Total |  |  | 7.3 | ug/l |  | 45_SW1 | 2016-03-19
67580 | 17 | Cargill Incorporated – 800 N RIVER ST. | 1200-Z | Stormwater | Total PAHs | Total | 0.03154 |  | 0.03154 | ug/l |  | 5 | 2016-04-12
67583 | 17 | Cargill Incorporated – 800 N RIVER ST. | 1200-Z | Stormwater | Total PAHs | Total | 0.1287 |  | 0.1287 | ug/l |  | 6 | 2016-04-12
67586 | 17 | Cargill Incorporated – 800 N RIVER ST. | 1200-Z | Stormwater | Total PAHs | Total | 0.3664 |  | 0.3664 | ug/l |  | 7 | 2016-04-12
67577 | 17 | Cargill Incorporated – 800 N RIVER ST. | 1200-Z | Stormwater | Total PAHs | Total | 1.1096 |  | 1.1096 | ug/l |  | 2 | 2016-04-12
83483 | 26 | City of Portland Outfalls | Source Control Data | Stormwater | Total PAHs | Total | 0.42 |  | 0.42 | ug/l |  | 44_SW20 | 2016-05-19
83479 | 26 | City of Portland Outfalls | Source Control Data | Stormwater | Total PAHs | Total |  |  | 1 | ug/l |  | 45_SW1 | 2016-05-19
115313 | 34 | Glacier Northwest – 1050 N River St. | 1200-A | Stormwater | Total PAHs | Total | 0.862 | < | 0.000862 | mg/L |  | SW-1 | 2016-06-03 11:45
83481 | 26 | City of Portland Outfalls | Source Control Data | Stormwater | Total PAHs | Total |  |  | 1 | ug/l |  | 45_SW1 | 2016-10-13
83484 | 26 | City of Portland Outfalls | Source Control Data | Stormwater | Total PAHs | Total | 1.2 |  | 1.2 | ug/l |  | 44_SW20 | 2016-10-13
67581 | 17 | Cargill Incorporated – 800 N RIVER ST. | 1200-Z | Stormwater | Total PAHs | Total | 0.07953 |  | 0.07953 | ug/l |  | 5 | 2016-10-26
67578 | 17 | Cargill Incorporated – 800 N RIVER ST. | 1200-Z | Stormwater | Total PAHs | Total | 0.12298 |  | 0.12298 | ug/l |  | 2 | 2016-10-26
67584 | 17 | Cargill Incorporated – 800 N RIVER ST. | 1200-Z | Stormwater | Total PAHs | Total | 0.1543 |  | 0.1543 | ug/l |  | 6 | 2016-10-26
67587 | 17 | Cargill Incorporated – 800 N RIVER ST. | 1200-Z | Stormwater | Total PAHs | Total | 0.2936 |  | 0.2936 | ug/l |  |  | 2016-10-26
115033 | 33 | Glacier Northwest – 1050 N River St. | 1200-A | Stormwater | Total PAHs | Total | 0.773 | < | 0.000773 | mg/L |  | SW-1 | 2016-11-02 11:30
83485 | 26 | City of Portland Outfalls | Source Control Data | Stormwater | Total PAHs | Total | 0.79 |  | 0.79 | ug/l |  | 44_SW20 | 2017-02-08
83480 | 26 | City of Portland Outfalls | Source Control Data | Stormwater | Total PAHs | Total |  |  | 1.8 | ug/l |  | 45_SW1 | 2017-02-08
115034 | 33 | Glacier Northwest – 1050 N River St. | 1200-A | Stormwater | Total PAHs | Total | 0.99 | < | 0.00099 | mg/L |  | SW-1 | 2017-05-16 11:10

## UPRR-ALBINA PAHs
|  |  | Pre 2012 | 0.79689
|  |  | 2012 | None
|  |  | 2013 | None
|  |  | 2014 | 0.28
|  |  | 2015 | 5.6028
|  |  | 2016 | 4.4538
|  |  | 2017 | 7.395
RecordID | DataFileID | Facility | Project | Medium | Analyte | FractionAnalyzed | Micrograms per liter | Result_LessOrGreaterThan | ResultValue | Units | ResultQualifiers | SampleCollectionLocation | SampleCollectionDate | OtherNotes | DataQuality | ResultType
12143 | 5 | UPRR - Albina Yard – 1135 N KNOTT ST | Rank-Order Curve Graphs | Stormwater | Total PAHs | Total | 0.02 |  | 0.02 | ug/L |  |  |  | Data from original version of charts; COP dataset |  | Calculated
12113 | 5 | UPRR - Albina Yard – 1135 N KNOTT ST | Rank-Order Curve Graphs | Stormwater | Total PAHs | Total | 0.027 |  | 0.027 | ug/L |  |  |  | Data from original version of charts; COP dataset |  | Calculated
12107 | 5 | UPRR - Albina Yard – 1135 N KNOTT ST | Rank-Order Curve Graphs | Stormwater | Total PAHs | Total | 0.028 |  | 0.028 | ug/L |  |  |  | Data from original version of charts; COP dataset |  | Calculated
11971 | 5 | UPRR - Albina Yard – 1135 N KNOTT ST | Rank-Order Curve Graphs | Stormwater | Total PAHs | Total | 0.061 |  | 0.061 | ug/L |  |  |  | Data from original version of charts; COP dataset |  | Calculated
11961 | 5 | UPRR - Albina Yard – 1135 N KNOTT ST | Rank-Order Curve Graphs | Stormwater | Total PAHs | Total | 0.067 |  | 0.067 | ug/L |  |  |  | Data from original version of charts; COP dataset |  | Calculated
11952 | 5 | UPRR - Albina Yard – 1135 N KNOTT ST | Rank-Order Curve Graphs | Stormwater | Total PAHs | Total | 0.073 |  | 0.073 | ug/L |  |  |  | Data from original version of charts; COP dataset |  | Calculated
11951 | 5 | UPRR - Albina Yard – 1135 N KNOTT ST | Rank-Order Curve Graphs | Stormwater | Total PAHs | Total | 0.074 |  | 0.074 | ug/L |  |  |  | Data from original version of charts; COP dataset |  | Calculated
11949 | 5 | UPRR - Albina Yard – 1135 N KNOTT ST | Rank-Order Curve Graphs | Stormwater | Total PAHs | Total | 0.078 |  | 0.078 | ug/L |  |  |  | Data from original version of charts; COP dataset |  | Calculated
11932 | 5 | UPRR - Albina Yard – 1135 N KNOTT ST | Rank-Order Curve Graphs | Stormwater | Total PAHs | Total | 0.09 |  | 0.09 | ug/L |  |  |  | Data from original version of charts; COP dataset |  | Calculated
11895 | 5 | UPRR - Albina Yard – 1135 N KNOTT ST | Rank-Order Curve Graphs | Stormwater | Total PAHs | Total | 0.11 |  | 0.11 | ug/L |  |  |  | Data from original version of charts; COP dataset |  | Calculated
11878 | 5 | UPRR - Albina Yard – 1135 N KNOTT ST | Rank-Order Curve Graphs | Stormwater | Total PAHs | Total | 0.12 |  | 0.12 | ug/L |  |  |  | Data from original version of charts; COP dataset |  | Calculated
11868 | 5 | UPRR - Albina Yard – 1135 N KNOTT ST | Rank-Order Curve Graphs | Stormwater | Total PAHs | Total | 0.13 |  | 0.13 | ug/L |  |  |  | Data from original version of charts; COP dataset |  | Calculated
11862 | 5 | UPRR - Albina Yard – 1135 N KNOTT ST | Rank-Order Curve Graphs | Stormwater | Total PAHs | Total | 0.14 |  | 0.14 | ug/L |  |  |  | Data from original version of charts; COP dataset |  | Calculated
11833 | 5 | UPRR - Albina Yard – 1135 N KNOTT ST | Rank-Order Curve Graphs | Stormwater | Total PAHs | Total | 0.18 |  | 0.18 | ug/L |  |  |  | Data from original version of charts; COP dataset |  | Calculated
11804 | 5 | UPRR - Albina Yard – 1135 N KNOTT ST | Rank-Order Curve Graphs | Stormwater | Total PAHs | Total | 0.19 |  | 0.19 | ug/L |  |  |  | Data from original version of charts; COP dataset |  | Calculated
11719 | 5 | UPRR - Albina Yard – 1135 N KNOTT ST | Rank-Order Curve Graphs | Stormwater | Total PAHs | Total | 0.31 |  | 0.31 | ug/L |  |  |  | Data from original version of charts; COP dataset |  | Calculated
11686 | 5 | UPRR - Albina Yard – 1135 N KNOTT ST | Rank-Order Curve Graphs | Stormwater | Total PAHs | Total | 0.38 |  | 0.38 | ug/L |  |  |  | Data from original version of charts; COP dataset |  | Calculated
11633 | 5 | UPRR - Albina Yard – 1135 N KNOTT ST | Rank-Order Curve Graphs | Stormwater | Total PAHs | Total | 0.44 |  | 0.44 | ug/l |  | WR218 |  | Data from original version of charts; RI data |  | Calculated
11619 | 5 | UPRR - Albina Yard – 1135 N KNOTT ST | Rank-Order Curve Graphs | Stormwater | Total PAHs | Total | 0.48 |  | 0.48 | ug/L |  |  |  | Data from original version of charts; COP dataset |  | Calculated
11597 | 5 | UPRR - Albina Yard – 1135 N KNOTT ST | Rank-Order Curve Graphs | Stormwater | Total PAHs | Total | 0.52 |  | 0.52 | ug/l |  | WR218 |  | Data from original version of charts; RI data |  | Calculated
11592 | 5 | UPRR - Albina Yard – 1135 N KNOTT ST | Rank-Order Curve Graphs | Stormwater | Total PAHs | Total | 0.53 |  | 0.53 | ug/L |  |  |  | Data from original version of charts; COP dataset |  | Calculated
11580 | 5 | UPRR - Albina Yard – 1135 N KNOTT ST | Rank-Order Curve Graphs | Stormwater | Total PAHs | Total | 0.57 |  | 0.57 | ug/L |  |  |  | Data from original version of charts; COP dataset |  | Calculated
11567 | 5 | UPRR - Albina Yard – 1135 N KNOTT ST | Rank-Order Curve Graphs | Stormwater | Total PAHs | Total | 0.61 |  | 0.61 | ug/L |  |  |  | Data from original version of charts; COP dataset |  | Calculated
11532 | 5 | UPRR - Albina Yard – 1135 N KNOTT ST | Rank-Order Curve Graphs | Stormwater | Total PAHs | Total | 0.71 |  | 0.71 | ug/L |  |  |  | Data from original version of charts; COP dataset |  | Calculated
11527 | 5 | UPRR - Albina Yard – 1135 N KNOTT ST | Rank-Order Curve Graphs | Stormwater | Total PAHs | Total | 0.72 |  | 0.72 | ug/L |  |  |  | Data from original version of charts; COP dataset |  | Calculated
11525 | 5 | UPRR - Albina Yard – 1135 N KNOTT ST | Rank-Order Curve Graphs | Stormwater | Total PAHs | Total | 0.74 |  | 0.74 | ug/L |  |  |  | Data from original version of charts; COP dataset |  | Calculated
11521 | 5 | UPRR - Albina Yard – 1135 N KNOTT ST | Rank-Order Curve Graphs | Stormwater | Total PAHs | Total | 0.75 |  | 0.75 | ug/L |  |  |  | Data from original version of charts; COP dataset |  | Calculated
11475 | 5 | UPRR - Albina Yard – 1135 N KNOTT ST | Rank-Order Curve Graphs | Stormwater | Total PAHs | Total | 0.96 |  | 0.96 | ug/L |  |  |  | Data from original version of charts; COP dataset |  | Calculated
11467 | 5 | UPRR - Albina Yard – 1135 N KNOTT ST | Rank-Order Curve Graphs | Stormwater | Total PAHs | Total | 0.98 |  | 0.98 | ug/L |  |  |  | Data from original version of charts; COP dataset |  | Calculated
11431 | 5 | UPRR - Albina Yard – 1135 N KNOTT ST | Rank-Order Curve Graphs | Stormwater | Total PAHs | Total | 1 |  | 1 | ug/L |  |  |  | Data from original version of charts; COP dataset |  | Calculated
11333 | 5 | UPRR - Albina Yard – 1135 N KNOTT ST | Rank-Order Curve Graphs | Stormwater | Total PAHs | Total | 1.5 |  | 1.5 | ug/L |  |  |  | Data from original version of charts; COP dataset |  | Calculated
11276 | 5 | UPRR - Albina Yard – 1135 N KNOTT ST | Rank-Order Curve Graphs | Stormwater | Total PAHs | Total | 1.9 |  | 1.9 | ug/l |  | WR218 |  | Data from original version of charts; RI data |  | Calculated
11219 | 5 | UPRR - Albina Yard – 1135 N KNOTT ST | Rank-Order Curve Graphs | Stormwater | Total PAHs | Total | 2.2 |  | 2.2 | ug/L |  |  |  | Data from original version of charts; COP dataset |  | Calculated
11193 | 5 | UPRR - Albina Yard – 1135 N KNOTT ST | Rank-Order Curve Graphs | Stormwater | Total PAHs | Total | 2.7 |  | 2.7 | ug/L |  |  |  | Data from original version of charts; COP dataset |  | Calculated
11102 | 5 | UPRR - Albina Yard – 1135 N KNOTT ST | Rank-Order Curve Graphs | Stormwater | Total PAHs | Total | 4 |  | 4 | ug/L |  |  |  | Data from original version of charts; COP dataset |  | Calculated
11043 | 5 | UPRR - Albina Yard – 1135 N KNOTT ST | Rank-Order Curve Graphs | Stormwater | Total PAHs | Total | 5.3 |  | 5.3 | ug/l |  | WR218 |  | Data from original version of charts; RI data |  | Calculated
115169 | 33 | UPRR - Albina Yard – 1135 N KNOTT ST | 1200-Z | Stormwater | Total PAHs | Total | 0.44 |  | 0.00044 | mg/L |  | 02 | 2014-10-22 12:20
115168 | 33 | UPRR - Albina Yard – 1135 N KNOTT ST | 1200-Z | Stormwater | Total PAHs | Total | 0.12 |  | 0.00012 | mg/L |  | 03 | 2014-10-22 12:45
115171 | 33 | UPRR - Albina Yard – 1135 N KNOTT ST | 1200-Z | Stormwater | Total PAHs | Total | 2.897 |  | 0.002897 | mg/L |  | 02 | 2015-02-09 10:00
115170 | 33 | UPRR - Albina Yard – 1135 N KNOTT ST | 1200-Z | Stormwater | Total PAHs | Total | 1.204 |  | 0.001204 | mg/L |  | 03 | 2015-02-09 10:30
115355 | 34 | UPRR - Albina Yard – 1135 N KNOTT ST | 1200-Z | Stormwater | Total PAHs | Total | 0.52 |  | 0.00052 | mg/L |  | 03 | 2015-12-03 13:24
115356 | 34 | UPRR - Albina Yard – 1135 N KNOTT ST | 1200-Z | Stormwater | Total PAHs | Total | 17.79 |  | 0.01779 | mg/L |  | 02 | 2015-12-03 13:25
115357 | 34 | UPRR - Albina Yard – 1135 N KNOTT ST | 1200-Z | Stormwater | Total PAHs | Total | 3.862 |  | 0.003862 | mg/L |  | 02 | 2016-02-12 12:43
115166 | 33 | UPRR - Albina Yard – 1135 N KNOTT ST | 1200-Z | Stormwater | Total PAHs | Total | 13.15 |  | 0.01315 | mg/L |  |  | 2016-11-23 11:25
115164 | 33 | UPRR - Albina Yard – 1135 N KNOTT ST | 1200-Z | Stormwater | Total PAHs | Total | 0.587 |  | 0.000587 | mg/L |  | 03 | 2016-11-23 11:55
115165 | 33 | UPRR - Albina Yard – 1135 N KNOTT ST | 1200-Z | Stormwater | Total PAHs | Total | 4.62 |  | 0.00462 | mg/L |  |  | 2016-12-27 12:03
115162 | 33 | UPRR - Albina Yard – 1135 N KNOTT ST | 1200-Z | Stormwater | Total PAHs | Total | 0.05 |  | 5e-05 | mg/L |  | 03 | 2016-12-27 12:41
115167 | 33 | UPRR - Albina Yard – 1135 N KNOTT ST | 1200-Z | Stormwater | Total PAHs | Total | 14.45 |  | 0.01445 | mg/L |  |  | 2017-03-07 13:25
115163 | 33 | UPRR - Albina Yard – 1135 N KNOTT ST | 1200-Z | Stormwater | Total PAHs | Total | 0.34 |  | 0.00034 | mg/L |  | 03 | 2017-03-07 13:43

## TSS
| ECSI # | Site Name | Number of Total Data Points Available | Percentage of Total |  |  | Year | Average | Number of Data Points |  |  | Averages before/After
| 5449 | CalPortland/Glacier NW | 37 | 22.0238 |  |  | Pre 2010 | 51000 | 4 |  |  | Year | Average
| 5561 | Cargill/CLD | 61 | 36.3095 |  |  | 2010 | 20900 | 4 |  |  | 2011-2009 | 32721.4286
| 5117 | PacifiCorps Albina | Within City Basin 44 and 45 | NA |  |  | 2011 | 28416.6667 | 6 |  |  | 2012-2017 | 108302.5974
[7 empty] | 2012 | 94300 | 29
|  | City of Portland- 44,45 | 8 | 4.7619 |  |  | 2013 | 209692.3077 | 39
| 178 | UPRR Albina | 44 | 26.1905 |  |  | 2014 | 112821.4286 | 28
|  | ODOT-WR306A | 18 | 10.7143 |  |  | 2015 | 18476.9231 | 13
| 3036 | Tucker Building | NA | NA |  |  | 2016 | 58208.1081 | 37
| 1302 | Master Chemical | NA | NA |  |  | 2017 | 26625 | 8
| 3215 | Valvoline Inc. | Within City Basin 44 | NA
| 2761 | WR Grace/Vermiculite | Within City Basin 44 | NA
| Total | Total | 168
RecordID | DataFileID | Facility | Project | Medium | Analyte | FractionAnalyzed | Micrograms per liter | Result_LessOrGreaterThan | ResultValue | Units | SampleCollectionLocation | SampleCollectionDate | OtherNotes | DataQuality
10288 | 5 | UPRR - Albina Yard – 1135 N KNOTT ST | Rank-Order Curve Graphs | Stormwater | Total Suspended Solids | Total | 28000 |  | 28000 | ug/l | WR218 | Pre 2009 | Data from original version of charts; RI data
10283 | 5 | UPRR - Albina Yard – 1135 N KNOTT ST | Rank-Order Curve Graphs | Stormwater | Total Suspended Solids | Total | 37000 |  | 37000 | ug/l | WR218 | Pre 2009 | Data from original version of charts; RI data
10266 | 5 | UPRR - Albina Yard – 1135 N KNOTT ST | Rank-Order Curve Graphs | Stormwater | Total Suspended Solids | Total | 62000 |  | 62000 | ug/l | WR218 | Pre 2009 | Data from original version of charts; RI data
10261 | 5 | UPRR - Albina Yard – 1135 N KNOTT ST | Rank-Order Curve Graphs | Stormwater | Total Suspended Solids | Total | 77000 |  | 77000 | ug/l | WR218 | Pre 2009 | Data from original version of charts; RI data
111489 | 27 | Oregon Department of Transportation(ODOT) | Source Control Data | Stormwater | Total Suspended Solids | Total | 15300 |  | 15.3 | mg/L | WR-306A | 2010-03-26
111487 | 27 | Oregon Department of Transportation(ODOT) | Source Control Data | Stormwater | Total Suspended Solids | Total | 18400 |  | 18.4 | mg/L | WR-306A | 2010-03-29
111485 | 27 | Oregon Department of Transportation(ODOT) | Source Control Data | Stormwater | Total Suspended Solids | Total | 21200 |  | 21.2 | mg/L | WR-306A | 2010-04-03
111471 | 27 | Oregon Department of Transportation(ODOT) | Source Control Data | Stormwater | Total Suspended Solids | Total | 28700 |  | 28.7 | mg/L | WR-306A | 2010-05-20
7168 | 5 | Glacier Northwest – 1050 N River St. | Rank-Order Curve Graphs | Stormwater | Total Suspended Solids | Total | 31500 |  | 31500 | ug/l | WR-350 | 2011-10-28 | Data added to charts 3/25/15
7167 | 5 | Glacier Northwest – 1050 N River St. | Rank-Order Curve Graphs | Stormwater | Total Suspended Solids | Total | 37500 |  | 37500 | ug/l | WR-352 | 2011-10-28 | Data added to charts 3/25/15
7166 | 5 | Glacier Northwest – 1050 N River St. | Rank-Order Curve Graphs | Stormwater | Total Suspended Solids | Total | 67500 |  | 67500 | ug/l | WR-351 | 2011-10-28 | Data added to charts 3/25/15
7084 | 5 | Glacier Northwest – 1050 N River St. | Rank-Order Curve Graphs | Stormwater | Total Suspended Solids | Total | 18500 |  | 18500 | ug/l | WR-352 | 2011-11-16 | Data added to charts 3/25/15
7087 | 5 | Glacier Northwest – 1050 N River St. | Rank-Order Curve Graphs | Stormwater | Total Suspended Solids | Total | 7000 |  | 7000 | ug/l | WR-350 | 2011-11-16 | Data added to charts 3/25/15
7086 | 5 | Glacier Northwest – 1050 N River St. | Rank-Order Curve Graphs | Stormwater | Total Suspended Solids | Total | 8500 |  | 8500 | ug/l | WR-351 | 2011-11-16 | Data added to charts 3/25/15
111418 | 27 | Oregon Department of Transportation(ODOT) | Source Control Data | Stormwater | Total Suspended Solids | Total | 266000 |  | 266 | mg/L | WR-306A | 2012-01-05
7051 | 5 | Glacier Northwest – 1050 N River St. | Rank-Order Curve Graphs | Stormwater | Total Suspended Solids | Total | 15500 |  | 15500 | ug/l | WR-350 | 2012-01-17 | Data added to charts 3/25/15
7050 | 5 | Glacier Northwest – 1050 N River St. | Rank-Order Curve Graphs | Stormwater | Total Suspended Solids | Total | 20500 |  | 20500 | ug/l | WR-352 | 2012-01-17 | Data added to charts 3/25/15
7049 | 5 | Glacier Northwest – 1050 N River St. | Rank-Order Curve Graphs | Stormwater | Total Suspended Solids | Total | 25200 |  | 25200 | ug/l | WR-351 | 2012-01-17 | Data added to charts 3/25/15
111416 | 27 | Oregon Department of Transportation(ODOT) | Source Control Data | Stormwater | Total Suspended Solids | Total | 357000 |  | 357 | mg/L | WR-306A | 2012-02-22
6860 | 5 | Glacier Northwest – 1050 N River St. | Rank-Order Curve Graphs | Stormwater | Total Suspended Solids | Total | 5000 | < | 5000 | ug/l | WR-350 | 2012-02-28 | Data added to charts 3/25/15
6859 | 5 | Glacier Northwest – 1050 N River St. | Rank-Order Curve Graphs | Stormwater | Total Suspended Solids | Total | 5000 | < | 5000 | ug/l | WR-352 | 2012-02-28 | Data added to charts 3/25/15
6858 | 5 | Glacier Northwest – 1050 N River St. | Rank-Order Curve Graphs | Stormwater | Total Suspended Solids | Total | 7000 |  | 7000 | ug/l | WR-351 | 2012-02-28 | Data added to charts 3/25/15
111410 | 27 | Oregon Department of Transportation(ODOT) | Source Control Data | Stormwater | Total Suspended Solids | Total | 1100000 |  | 1100 | mg/L | WR-306A | 2012-03-05
111417 | 27 | Oregon Department of Transportation(ODOT) | Source Control Data | Stormwater | Total Suspended Solids | Total | 290000 |  | 290 | mg/L | WR-306A | 2012-10-12
6462 | 5 | Glacier Northwest – 1050 N River St. | Rank-Order Curve Graphs | Stormwater | Total Suspended Solids | Total | 51000 |  | 51000 | ug/l | WR-350 | 2012-10-19 | Data added to charts 3/25/15
6463 | 5 | Glacier Northwest – 1050 N River St. | Rank-Order Curve Graphs | Stormwater | Total Suspended Solids | Total | 5500 |  | 5500 | ug/l | WR-352 | 2012-10-19 | Data added to charts 3/25/15
6461 | 5 | Glacier Northwest – 1050 N River St. | Rank-Order Curve Graphs | Stormwater | Total Suspended Solids | Total | 83000 |  | 83000 | ug/l | WR-351 | 2012-10-19 | Data added to charts 3/25/15
22029 | 7 | UPRR - Albina Yard – 1135 N KNOTT ST | 1200-Z | Stormwater | Total Suspended Solids | Total | 24000 |  | 24000 | ug/l | 2 | 2012-10-31 | tester: self
22028 | 7 | UPRR - Albina Yard – 1135 N KNOTT ST | 1200-Z | Stormwater | Total Suspended Solids | Total | 25000 |  | 25000 | ug/l | 3 | 2012-10-31 | tester: self
21034 | 7 | Cargill Incorporated – 800 N RIVER ST. | 1200-Z | Stormwater | Total Suspended Solids | Total | 10000 | < | 10000 | ug/l | 2 | 2012-11-18 | tester: self
21033 | 7 | Cargill Incorporated – 800 N RIVER ST. | 1200-Z | Stormwater | Total Suspended Solids | Total | 10000 | < | 10000 | ug/l | 3 | 2012-11-18 | tester: self
21032 | 7 | Cargill Incorporated – 800 N RIVER ST. | 1200-Z | Stormwater | Total Suspended Solids | Total | 10000 | < | 10000 | ug/l | 7 | 2012-11-18 | tester: self
6319 | 5 | Cargill Incorporated – 800 N RIVER ST. | Rank-Order Curve Graphs | Stormwater | Total Suspended Solids | Total | 10000 |  | 10000 | ug/l | Outfall 5 | 2012-11-18 | Data added to charts 3/25/15
6318 | 5 | Cargill Incorporated – 800 N RIVER ST. | Rank-Order Curve Graphs | Stormwater | Total Suspended Solids | Total | 19000 |  | 19000 | ug/l | Outfall 6 | 2012-11-18 | Data added to charts 3/25/15
6317 | 5 | Cargill Incorporated – 800 N RIVER ST. | Rank-Order Curve Graphs | Stormwater | Total Suspended Solids | Total | 27000 |  | 27000 | ug/l | Outfall 4 | 2012-11-18 | Data added to charts 3/25/15
20576 | 7 | UPRR - Albina Yard – 1135 N KNOTT ST | 1200-Z | Stormwater | Total Suspended Solids | Total | 10000 | < | 10000 | ug/l | 3 | 2012-11-19 | tester: self
20905 | 7 | UPRR - Albina Yard – 1135 N KNOTT ST | 1200-Z | Stormwater | Total Suspended Solids | Total | 26000 |  | 26000 | ug/l | 2 | 2012-11-19 | tester: self
19011 | 7 | Cargill Incorporated – 800 N RIVER ST. | 1200-Z | Stormwater | Total Suspended Solids | Total | 10000 |  | 10000 | ug/l | 5 | 2012-12-15 | tester: self
6030 | 5 | Cargill Incorporated – 800 N RIVER ST. | Rank-Order Curve Graphs | Stormwater | Total Suspended Solids | Total | 120000 |  | 120000 | ug/l | Outfall 7 | 2012-12-15 | Data added to charts 3/25/15
6034 | 5 | Cargill Incorporated – 800 N RIVER ST. | Rank-Order Curve Graphs | Stormwater | Total Suspended Solids | Total | 13000 |  | 13000 | ug/l | Outfall 3 | 2012-12-15 | Data added to charts 3/25/15
6033 | 5 | Cargill Incorporated – 800 N RIVER ST. | Rank-Order Curve Graphs | Stormwater | Total Suspended Solids | Total | 30000 |  | 30000 | ug/l | Outfall 2 | 2012-12-15 | Data added to charts 3/25/15
6032 | 5 | Cargill Incorporated – 800 N RIVER ST. | Rank-Order Curve Graphs | Stormwater | Total Suspended Solids | Total | 70000 |  | 70000 | ug/l | Outfall 6 | 2012-12-15 | Data added to charts 3/25/15
6031 | 5 | Cargill Incorporated – 800 N RIVER ST. | Rank-Order Curve Graphs | Stormwater | Total Suspended Solids | Total | 90000 |  | 90000 | ug/l | Outfall 4 | 2012-12-15 | Data added to charts 3/25/15
17664 | 7 | UPRR - Albina Yard – 1135 N KNOTT ST | 1200-Z | Stormwater | Total Suspended Solids | Total | 28000 |  | 28000 | ug/l | 3 | 2013-01-29 | tester: self
17663 | 7 | UPRR - Albina Yard – 1135 N KNOTT ST | 1200-Z | Stormwater | Total Suspended Solids | Total | 30000 |  | 30000 | ug/l | 2 | 2013-01-29 | tester: self
111438 | 27 | Oregon Department of Transportation(ODOT) | Source Control Data | Stormwater | Total Suspended Solids | Total | 104000 |  | 104 | mg/L | WR-306A | 2013-02-22
16210 | 7 | UPRR - Albina Yard – 1135 N KNOTT ST | 1200-Z | Stormwater | Total Suspended Solids | Total | 10000 | < | 10000 | ug/l | 3 | 2013-02-25 | tester: self
16238 | 7 | UPRR - Albina Yard – 1135 N KNOTT ST | 1200-Z | Stormwater | Total Suspended Solids | Total | 28000 |  | 28000 | ug/l | 2 | 2013-02-25 | tester: self
5802 | 5 | Cargill Incorporated – 800 N RIVER ST. | Rank-Order Curve Graphs | Stormwater | Total Suspended Solids | Total | 390000 |  | 390000 | ug/l | Outfall 6 | 2013-03-14 | Data added to charts 3/25/15
5801 | 5 | Cargill Incorporated – 800 N RIVER ST. | Rank-Order Curve Graphs | Stormwater | Total Suspended Solids | Total | 330000 |  | 330000 | ug/l | Outfall 6 | 2013-03-29 | Data added to charts 3/25/15
111419 | 27 | Oregon Department of Transportation(ODOT) | Source Control Data | Stormwater | Total Suspended Solids | Total | 250000 |  | 250 | mg/L | WR-306A | 2013-04-04
111469 | 27 | Oregon Department of Transportation(ODOT) | Source Control Data | Stormwater | Total Suspended Solids | Total | 31500 |  | 31.5 | mg/L | WR-306A | 2013-04-17
14063 | 7 | Cargill Incorporated – 800 N RIVER ST. | 1200-Z | Stormwater | Total Suspended Solids | Total | 150000 |  | 150000 | ug/l | 5 | 2013-04-19 | tester: self
5614 | 5 | Cargill Incorporated – 800 N RIVER ST. | Rank-Order Curve Graphs | Stormwater | Total Suspended Solids | Total | 210000 |  | 210000 | ug/l | Outfall 3 | 2013-04-19 | Data added to charts 3/25/15
5613 | 5 | Cargill Incorporated – 800 N RIVER ST. | Rank-Order Curve Graphs | Stormwater | Total Suspended Solids | Total | 300000 |  | 300000 | ug/l | Outfall 4 | 2013-04-19 | Data added to charts 3/25/15
5612 | 5 | Cargill Incorporated – 800 N RIVER ST. | Rank-Order Curve Graphs | Stormwater | Total Suspended Solids | Total | 560000 |  | 560000 | ug/l | Outfall 7 | 2013-04-19 | Data added to charts 3/25/15
5616 | 5 | Cargill Incorporated – 800 N RIVER ST. | Rank-Order Curve Graphs | Stormwater | Total Suspended Solids | Total | 94000 |  | 94000 | ug/l | Outfall 2 | 2013-04-19 | Data added to charts 3/25/15
5548 | 5 | Cargill Incorporated – 800 N RIVER ST. | Rank-Order Curve Graphs | Stormwater | Total Suspended Solids | Total | 210000 |  | 210000 | ug/l | Outfall 4 | 2013-05-16 | Data added to charts 3/25/15
5547 | 5 | Cargill Incorporated – 800 N RIVER ST. | Rank-Order Curve Graphs | Stormwater | Total Suspended Solids | Total | 340000 |  | 340000 | ug/l | Outfall 5 | 2013-05-16 | Data added to charts 3/25/15
5551 | 5 | Cargill Incorporated – 800 N RIVER ST. | Rank-Order Curve Graphs | Stormwater | Total Suspended Solids | Total | 42000 |  | 42000 | ug/l | Outfall 2 | 2013-05-16 | Data added to charts 3/25/15
5550 | 5 | Cargill Incorporated – 800 N RIVER ST. | Rank-Order Curve Graphs | Stormwater | Total Suspended Solids | Total | 53000 |  | 53000 | ug/l | Outfall 7 | 2013-05-16 | Data added to charts 3/25/15
5549 | 5 | Cargill Incorporated – 800 N RIVER ST. | Rank-Order Curve Graphs | Stormwater | Total Suspended Solids | Total | 55000 |  | 55000 | ug/l | Outfall 3 | 2013-05-16 | Data added to charts 3/25/15
111409 | 27 | Oregon Department of Transportation(ODOT) | Source Control Data | Stormwater | Total Suspended Solids | Total | 2960000 |  | 2960 | mg/L | WR-306A | 2013-05-21
5239 | 5 | Glacier Northwest – 1050 N River St. | Rank-Order Curve Graphs | Stormwater | Total Suspended Solids | Total | 13000 |  | 13000 | ug/l | WR-351 | 2013-11-01 | Data added to charts 3/25/15
5241 | 5 | Glacier Northwest – 1050 N River St. | Rank-Order Curve Graphs | Stormwater | Total Suspended Solids | Total | 7000 |  | 7000 | ug/l | WR-352 | 2013-11-01 | Data added to charts 3/25/15
5240 | 5 | Glacier Northwest – 1050 N River St. | Rank-Order Curve Graphs | Stormwater | Total Suspended Solids | Total | 8500 |  | 8500 | ug/l | WR-350 | 2013-11-01 | Data added to charts 3/25/15
35098 | 9 | UPRR - Albina Yard – 1135 N KNOTT ST | 1200-Z | Stormwater | Total Suspended Solids | Total | 10000 | < | 10000 | ug/l | 3 | 2013-11-07 | tester: self
35084 | 9 | UPRR - Albina Yard – 1135 N KNOTT ST | 1200-Z | Stormwater | Total Suspended Solids | Total | 11000 |  | 11000 | ug/l | 2 | 2013-11-07 | tester: self
5022 | 5 | Cargill Incorporated – 800 N RIVER ST. | Rank-Order Curve Graphs | Stormwater | Total Suspended Solids | Total | 10000 |  | 10000 | ug/l | Outfall 2 | 2013-11-18 | Data added to charts 3/25/15
5021 | 5 | Cargill Incorporated – 800 N RIVER ST. | Rank-Order Curve Graphs | Stormwater | Total Suspended Solids | Total | 20000 |  | 20000 | ug/l | Outfall 5 | 2013-11-18 | Data added to charts 3/25/15
5020 | 5 | Cargill Incorporated – 800 N RIVER ST. | Rank-Order Curve Graphs | Stormwater | Total Suspended Solids | Total | 36000 |  | 36000 | ug/l | Outfall 3 | 2013-11-18 | Data added to charts 3/25/15
5017 | 5 | Cargill Incorporated – 800 N RIVER ST. | Rank-Order Curve Graphs | Stormwater | Total Suspended Solids | Total | 483000 |  | 483000 | ug/l | Outfall 4 | 2013-11-18 | Data added to charts 3/25/15
4974 | 5 | Cargill Incorporated – 800 N RIVER ST. | Rank-Order Curve Graphs | Stormwater | Total Suspended Solids | Total | 28000 |  | 28000 | ug/l | Outfall 6 | 2013-12-01 | Data added to charts 3/25/15
4973 | 5 | Cargill Incorporated – 800 N RIVER ST. | Rank-Order Curve Graphs | Stormwater | Total Suspended Solids | Total | 66000 |  | 66000 | ug/l | Outfall 7 | 2013-12-01 | Data added to charts 3/25/15
34866 | 9 | Cargill Incorporated – 800 N RIVER ST. | 1200-Z | Stormwater | Total Suspended Solids | Total | 136000 |  | 136000 | ug/l | 4 | 2013-12-20 | tester: self
35248 | 9 | Cargill Incorporated – 800 N RIVER ST. | 1200-Z | Stormwater | Total Suspended Solids | Total | 5000 |  | 5000 | ug/l | 5 | 2013-12-20 | tester: self
34923 | 9 | Cargill Incorporated – 800 N RIVER ST. | 1200-Z | Stormwater | Total Suspended Solids | Total | 54000 |  | 54000 | ug/l | 2 | 2013-12-20 | tester: self
35117 | 9 | UPRR - Albina Yard – 1135 N KNOTT ST | 1200-Z | Stormwater | Total Suspended Solids | Total | 10000 | < | 10000 | ug/l | 2 | 2013-12-20 | tester: self
35116 | 9 | UPRR - Albina Yard – 1135 N KNOTT ST | 1200-Z | Stormwater | Total Suspended Solids | Total | 10000 | < | 10000 | ug/l | 3 | 2013-12-20 | tester: self
34881 | 9 | Cargill Incorporated – 800 N RIVER ST. | 1200-Z | Stormwater | Total Suspended Solids | Total | 115000 |  | 115000 | ug/l | 3 | 2013-12-23 | tester: self
34847 | 9 | Cargill Incorporated – 800 N RIVER ST. | 1200-Z | Stormwater | Total Suspended Solids | Total | 428000 |  | 428000 | ug/l | 6 | 2013-12-23 | tester: self
34845 | 9 | Cargill Incorporated – 800 N RIVER ST. | 1200-Z | Stormwater | Total Suspended Solids | Total | 552000 |  | 552000 | ug/l | 7 | 2013-12-23 | tester: self
111432 | 27 | Oregon Department of Transportation(ODOT) | Source Control Data | Stormwater | Total Suspended Solids | Total | 138000 |  | 138 | mg/L | WR-306A | 2014-01-08
111412 | 27 | Oregon Department of Transportation(ODOT) | Source Control Data | Stormwater | Total Suspended Solids | Total | 580000 |  | 580 | mg/L | WR-306A | 2014-01-08
35130 | 9 | UPRR - Albina Yard – 1135 N KNOTT ST | 1200-Z | Stormwater | Total Suspended Solids | Total | 10000 | < | 10000 | ug/l | 2 | 2014-01-08 | tester: self
35129 | 9 | UPRR - Albina Yard – 1135 N KNOTT ST | 1200-Z | Stormwater | Total Suspended Solids | Total | 10000 | < | 10000 | ug/l | 3 | 2014-01-08 | tester: self
111450 | 27 | Oregon Department of Transportation(ODOT) | Source Control Data | Stormwater | Total Suspended Solids | Total | 69000 |  | 69 | mg/L | WR-306A | 2014-01-11
4624 | 5 | Cargill Incorporated – 800 N RIVER ST. | Rank-Order Curve Graphs | Stormwater | Total Suspended Solids | Total | 32000 |  | 32000 | ug/l | Outfall 3 | 2014-01-11 | Data added to charts 3/25/15
4623 | 5 | Cargill Incorporated – 800 N RIVER ST. | Rank-Order Curve Graphs | Stormwater | Total Suspended Solids | Total | 39000 |  | 39000 | ug/l | Outfall 2 | 2014-01-11 | Data added to charts 3/25/15
4622 | 5 | Cargill Incorporated – 800 N RIVER ST. | Rank-Order Curve Graphs | Stormwater | Total Suspended Solids | Total | 77000 |  | 77000 | ug/l | Outfall 4 | 2014-01-11 | Data added to charts 3/25/15
4599 | 5 | Cargill Incorporated – 800 N RIVER ST. | Rank-Order Curve Graphs | Stormwater | Total Suspended Solids | Total | 12000 |  | 12000 | ug/l | Outfall 7 | 2014-01-12 | Data added to charts 3/25/15
4598 | 5 | Cargill Incorporated – 800 N RIVER ST. | Rank-Order Curve Graphs | Stormwater | Total Suspended Solids | Total | 33000 |  | 33000 | ug/l | Outfall 6 | 2014-01-12 | Data added to charts 3/25/15
4597 | 5 | Cargill Incorporated – 800 N RIVER ST. | Rank-Order Curve Graphs | Stormwater | Total Suspended Solids | Total | 75000 |  | 75000 | ug/l | Outfall 5 | 2014-01-12 | Data added to charts 3/25/15
111457 | 27 | Oregon Department of Transportation(ODOT) | Source Control Data | Stormwater | Total Suspended Solids | Total | 55000 |  | 55 | mg/L | WR-306A | 2014-01-29
4498 | 5 | Cargill Incorporated – 800 N RIVER ST. | Rank-Order Curve Graphs | Stormwater | Total Suspended Solids | Total | 18000 |  | 18000 | ug/l | Outfall 2 | 2014-01-29 | Data added to charts 3/25/15
4497 | 5 | Cargill Incorporated – 800 N RIVER ST. | Rank-Order Curve Graphs | Stormwater | Total Suspended Solids | Total | 24000 |  | 24000 | ug/l | Outfall 6 | 2014-01-29 | Data added to charts 3/25/15
4496 | 5 | Cargill Incorporated – 800 N RIVER ST. | Rank-Order Curve Graphs | Stormwater | Total Suspended Solids | Total | 27000 |  | 27000 | ug/l | Outfall 5 | 2014-01-29 | Data added to charts 3/25/15
4495 | 5 | Cargill Incorporated – 800 N RIVER ST. | Rank-Order Curve Graphs | Stormwater | Total Suspended Solids | Total | 36000 |  | 36000 | ug/l | Outfall 7 | 2014-01-29 | Data added to charts 3/25/15
4494 | 5 | Cargill Incorporated – 800 N RIVER ST. | Rank-Order Curve Graphs | Stormwater | Total Suspended Solids | Total | 40000 |  | 40000 | ug/l | Outfall 3 | 2014-01-29 | Data added to charts 3/25/15
4493 | 5 | Cargill Incorporated – 800 N RIVER ST. | Rank-Order Curve Graphs | Stormwater | Total Suspended Solids | Total | 406000 |  | 406000 | ug/l | Outfall 4 | 2014-01-29 | Data added to charts 3/25/15
111411 | 27 | Oregon Department of Transportation(ODOT) | Source Control Data | Stormwater | Total Suspended Solids | Total | 653000 |  | 653 | mg/L | WR-306A | 2014-02-14
111414 | 27 | Oregon Department of Transportation(ODOT) | Source Control Data | Stormwater | Total Suspended Solids | Total | 420000 |  | 420 | mg/L | WR-306A | 2014-02-18
35142 | 9 | UPRR - Albina Yard – 1135 N KNOTT ST | 1200-Z | Stormwater | Total Suspended Solids | Total | 10000 | < | 10000 | ug/l | 2 | 2014-02-19 | tester: self
35141 | 9 | UPRR - Albina Yard – 1135 N KNOTT ST | 1200-Z | Stormwater | Total Suspended Solids | Total | 10000 | < | 10000 | ug/l | 3 | 2014-02-19 | tester: self
42630 | 11 | UPRR - Albina Yard – 1135 N KNOTT ST | 1200-Z | Stormwater | Total Suspended Solids | Total | 36000 |  | 36 | mg/L | 02 | 2014-10-22 12:20
42634 | 11 | UPRR - Albina Yard – 1135 N KNOTT ST | 1200-Z | Stormwater | Total Suspended Solids | Total | 46000 |  | 46 | mg/L | 03 | 2014-10-22 12:45
36055 | 10 | Glacier Northwest – 1050 N River St. | 1200-A | Stormwater | Total Suspended Solids | Total | 53000 |  | 53 | mg/L | SW-1 | 2014-12-09 10:35
42631 | 11 | UPRR - Albina Yard – 1135 N KNOTT ST | 1200-Z | Stormwater | Total Suspended Solids | Total | 200000 |  | 200 | mg/L | 02 | 2014-12-09 12:15
42635 | 11 | UPRR - Albina Yard – 1135 N KNOTT ST | 1200-Z | Stormwater | Total Suspended Solids | Total | 15000 |  | 15 | mg/L | 03 | 2014-12-09 12:45
36056 | 10 | Glacier Northwest – 1050 N River St. | 1200-A | Stormwater | Total Suspended Solids | Total | 35000 |  | 35 | mg/L | SW-1 | 2014-12-29 12:35
42632 | 11 | UPRR - Albina Yard – 1135 N KNOTT ST | 1200-Z | Stormwater | Total Suspended Solids | Total | 30000 |  | 30 | mg/L | 02 | 2015-02-09 10:00
42636 | 11 | UPRR - Albina Yard – 1135 N KNOTT ST | 1200-Z | Stormwater | Total Suspended Solids | Total | 16000 |  | 16 | mg/L | 03 | 2015-02-09 10:30
42633 | 11 | UPRR - Albina Yard – 1135 N KNOTT ST | 1200-Z | Stormwater | Total Suspended Solids | Total | 19000 |  | 19 | mg/L | 02 | 2015-03-23 12:01
42637 | 11 | UPRR - Albina Yard – 1135 N KNOTT ST | 1200-Z | Stormwater | Total Suspended Solids | Total | 11000 |  | 11 | mg/L | 03 | 2015-03-23 12:33
36057 | 10 | Glacier Northwest – 1050 N River St. | 1200-A | Stormwater | Total Suspended Solids | Total | 10000 |  | 10 | mg/L | SW-1 | 2015-05-04 12:15
36058 | 10 | Glacier Northwest – 1050 N River St. | 1200-A | Stormwater | Total Suspended Solids | Total | 18000 |  | 18 | mg/L | SW-1 | 2015-06-02 12:00
43237 | 12 | Glacier Northwest – 1050 N River St. | 1200-A | Stormwater | Total Suspended Solids | Total | 9000 |  | 9 | mg/L | SW-1 | 2015-11-17 10:45
43238 | 12 | Glacier Northwest – 1050 N River St. | 1200-A | Stormwater | Total Suspended Solids | Total | 12000 |  | 12 | mg/L | SW-1 | 2015-11-24 11:10
47158 | 13 | UPRR - Albina Yard – 1135 N KNOTT ST | 1200-Z | Stormwater | Total Suspended Solids | Total | 7200 |  | 7.2 | mg/L | 03 | 2015-12-03 13:24
47154 | 13 | UPRR - Albina Yard – 1135 N KNOTT ST | 1200-Z | Stormwater | Total Suspended Solids | Total | 11000 |  | 11 | mg/L | 02 | 2015-12-03 13:25
47155 | 13 | UPRR - Albina Yard – 1135 N KNOTT ST | 1200-Z | Stormwater | Total Suspended Solids | Total | 21000 |  | 21 | mg/L | 02 | 2015-12-17 11:27
47159 | 13 | UPRR - Albina Yard – 1135 N KNOTT ST | 1200-Z | Stormwater | Total Suspended Solids | Total | 40000 |  | 40 | mg/L | 03 | 2015-12-17 11:44
43239 | 12 | Glacier Northwest – 1050 N River St. | 1200-A | Stormwater | Total Suspended Solids | Total | 36000 |  | 36 | mg/L | SW-1 | 2015-12-29 11:15
56560 | 17 | Cargill Incorporated – 800 N RIVER ST. | 1200-Z | Stormwater | Total Suspended Solids | Total | 322000 |  | 322000 | ug/l | 4 | 2016-01-12
53340 | 16 | Glacier Northwest – 1050 N River St. | Source Control Data | Stormwater | Total Suspended Solids | Total | 18500 |  | 18.5 | mg/L | WR 352 | 2016-01-27
55979 | 16 | Glacier Northwest – 1050 N River St. | Source Control Data | Stormwater | Total Suspended Solids | Total | 33000 |  | 33 | mg/L | WR-351 | 2016-01-27
55981 | 16 | Glacier Northwest – 1050 N River St. | Source Control Data | Stormwater | Total Suspended Solids | Total | 8000 |  | 8 | mg/L | WR-350 | 2016-01-27
47156 | 13 | UPRR - Albina Yard – 1135 N KNOTT ST | 1200-Z | Stormwater | Total Suspended Solids | Total | 13000 |  | 13 | mg/L | 02 | 2016-02-12 12:43
47160 | 13 | UPRR - Albina Yard – 1135 N KNOTT ST | 1200-Z | Stormwater | Total Suspended Solids | Total | 31000 |  | 31 | mg/L | 03 | 2016-02-12 13:13
56555 | 17 | Cargill Incorporated – 800 N RIVER ST. | 1200-Z | Stormwater | Total Suspended Solids | Total | 132000 |  | 132000 | ug/l | 6 | 2016-02-26
56556 | 17 | Cargill Incorporated – 800 N RIVER ST. | 1200-Z | Stormwater | Total Suspended Solids | Total | 143000 |  | 143000 | ug/l | 2 | 2016-02-26
56558 | 17 | Cargill Incorporated – 800 N RIVER ST. | 1200-Z | Stormwater | Total Suspended Solids | Total | 165000 |  | 165000 | ug/l | 7 | 2016-02-26
56549 | 17 | Cargill Incorporated – 800 N RIVER ST. | 1200-Z | Stormwater | Total Suspended Solids | Total | 5000 |  | 5000 | ug/l | 5 | 2016-02-26
53337 | 16 | Glacier Northwest – 1050 N River St. | Source Control Data | Stormwater | Total Suspended Solids | Total | 29500 |  | 29.5 | mg/L | WR-351 | 2016-02-27
55982 | 16 | Glacier Northwest – 1050 N River St. | Source Control Data | Stormwater | Total Suspended Solids | Total | 5000 |  | 5 | mg/L | WR-350 | 2016-02-27
55984 | 16 | Glacier Northwest – 1050 N River St. | Source Control Data | Stormwater | Total Suspended Solids | Total | 5000 | < | 5 | mg/L | WR 352 | 2016-02-27
83574 | 26 | City of Portland Outfalls | Source Control Data | Stormwater | Total Suspended Solids | Total | 75000 |  | 75 | mg/L | 44_SW20 | 2016-03-09
83570 | 26 | City of Portland Outfalls | Source Control Data | Stormwater | Total Suspended Solids | Total | 83000 |  | 83 | mg/L | 45_SW1 | 2016-03-09
47157 | 13 | UPRR - Albina Yard – 1135 N KNOTT ST | 1200-Z | Stormwater | Total Suspended Solids | Total | 4800 |  | 4.8 | mg/L | 02 | 2016-03-11 10:48
47161 | 13 | UPRR - Albina Yard – 1135 N KNOTT ST | 1200-Z | Stormwater | Total Suspended Solids | Total | 2000 | < | 2 | mg/L | 03 | 2016-03-11 11:20
43240 | 12 | Glacier Northwest – 1050 N River St. | 1200-A | Stormwater | Total Suspended Solids | Total | 5000 | < | 5 | mg/L | SW-1 | 2016-03-29 11:00
56561 | 17 | Cargill Incorporated – 800 N RIVER ST. | 1200-Z | Stormwater | Total Suspended Solids | Total | 371000 |  | 371000 | ug/l | 7 | 2016-04-12
56553 | 17 | Cargill Incorporated – 800 N RIVER ST. | 1200-Z | Stormwater | Total Suspended Solids | Total | 48000 |  | 48000 | ug/l | 6 | 2016-04-12
56550 | 17 | Cargill Incorporated – 800 N RIVER ST. | 1200-Z | Stormwater | Total Suspended Solids | Total | 5000 |  | 5000 | ug/l | 5 | 2016-04-12
56554 | 17 | Cargill Incorporated – 800 N RIVER ST. | 1200-Z | Stormwater | Total Suspended Solids | Total | 56400 |  | 56400 | ug/l | 2 | 2016-04-12
83575 | 26 | City of Portland Outfalls | Source Control Data | Stormwater | Total Suspended Solids | Total | 34000 |  | 34 | mg/L | 44_SW20 | 2016-05-19
83571 | 26 | City of Portland Outfalls | Source Control Data | Stormwater | Total Suspended Solids | Total | 45500 |  | 45.5 | mg/L | 45_SW1 | 2016-05-19
43241 | 12 | Glacier Northwest – 1050 N River St. | 1200-A | Stormwater | Total Suspended Solids | Total | 10000 |  | 10 | mg/L | SW-1 | 2016-06-03 11:45
83576 | 26 | City of Portland Outfalls | Source Control Data | Stormwater | Total Suspended Solids | Total | 14000 |  | 14 | mg/L | 44_SW20 | 2016-10-13
83572 | 26 | City of Portland Outfalls | Source Control Data | Stormwater | Total Suspended Solids | Total | 42000 |  | 42 | mg/L | 45_SW1 | 2016-10-13
56551 | 17 | Cargill Incorporated – 800 N RIVER ST. | 1200-Z | Stormwater | Total Suspended Solids | Total | 14000 |  | 14000 | ug/l | 5 | 2016-10-26
56557 | 17 | Cargill Incorporated – 800 N RIVER ST. | 1200-Z | Stormwater | Total Suspended Solids | Total | 160000 |  | 160000 | ug/l | 2 | 2016-10-26
56559 | 17 | Cargill Incorporated – 800 N RIVER ST. | 1200-Z | Stormwater | Total Suspended Solids | Total | 165000 |  | 165000 | ug/l |  | 2016-10-26
56552 | 17 | Cargill Incorporated – 800 N RIVER ST. | 1200-Z | Stormwater | Total Suspended Solids | Total | 23000 |  | 23000 | ug/l | 6 | 2016-10-26
47625 | 14 | Glacier Northwest – 1050 N River St. | 1200-A | Stormwater | Total Suspended Solids | Total | 5000 |  | 5 | mg/L | SW-1 | 2016-11-02 11:30
102875 | 15 | UPRR - Albina Yard – 1135 N KNOTT ST | 1200-Z | Stormwater | Total Suspended Solids | Total | 26000 |  | 26 | mg/L |  | 2016-11-23 11:25
102879 | 15 | UPRR - Albina Yard – 1135 N KNOTT ST | 1200-Z | Stormwater | Total Suspended Solids | Total | 30000 |  | 30 | mg/L | 03 | 2016-11-23 11:55
47626 | 14 | Glacier Northwest – 1050 N River St. | 1200-A | Stormwater | Total Suspended Solids | Total | 18000 |  | 18 | mg/L | SW-1 | 2016-12-23 11:15
102876 | 15 | UPRR - Albina Yard – 1135 N KNOTT ST | 1200-Z | Stormwater | Total Suspended Solids | Total | 5000 |  | 5 | mg/L |  | 2016-12-27 12:03
102880 | 15 | UPRR - Albina Yard – 1135 N KNOTT ST | 1200-Z | Stormwater | Total Suspended Solids | Total | 2000 | < | 2 | mg/L | 03 | 2016-12-27 12:41
102877 | 15 | UPRR - Albina Yard – 1135 N KNOTT ST | 1200-Z | Stormwater | Total Suspended Solids | Total | 15000 |  | 15 | mg/L |  | 2017-02-06 09:37
102881 | 15 | UPRR - Albina Yard – 1135 N KNOTT ST | 1200-Z | Stormwater | Total Suspended Solids | Total | 21000 |  | 21 | mg/L | 03 | 2017-02-06 09:56
83577 | 26 | City of Portland Outfalls | Source Control Data | Stormwater | Total Suspended Solids | Total | 30000 |  | 30 | mg/L | 44_SW20 | 2017-02-08
83573 | 26 | City of Portland Outfalls | Source Control Data | Stormwater | Total Suspended Solids | Total | 47000 |  | 47 | mg/L | 45_SW1 | 2017-02-08
102878 | 15 | UPRR - Albina Yard – 1135 N KNOTT ST | 1200-Z | Stormwater | Total Suspended Solids | Total | 42000 |  | 42 | mg/L |  | 2017-03-07 13:25
102882 | 15 | UPRR - Albina Yard – 1135 N KNOTT ST | 1200-Z | Stormwater | Total Suspended Solids | Total | 45000 |  | 45 | mg/L | 03 | 2017-03-07 13:43
47627 | 14 | Glacier Northwest – 1050 N River St. | 1200-A | Stormwater | Total Suspended Solids | Total | 5000 | < | 5 | mg/L | SW-1 | 2017-04-26 10:45
47628 | 14 | Glacier Northwest – 1050 N River St. | 1200-A | Stormwater | Total Suspended Solids | Total | 8000 |  | 8 | mg/L | SW-1 | 2017-05-16 11:10
Note on L16: FITZPATRICK Devan: UPRR
Note on L17: FITZPATRICK Devan: odot
Note on L18: FITZPATRICK Devan: Glacier

## BEHP
ECSI # | Site Name | Number of Total Data Points Available | Percentage of Total |  |  | Year | Average | Data Source |  | Averages before/After
5449 | CalPortland/Glacier NW | 25 | 31.25 |  |  | Pre 2010 | 7.0674 | UPRR |  | Year | Average
5561 | Cargill/CLD | 12 | 15 |  |  | 2010 | 9.75 | ODOT |  | 2011-2009 | 7.5339
5117 | PacifiCorps Albina | Within City Basin 44 and 45 |  |  |  | 2011 | NA | NA |  | 2012-2017 | 4.1716
[6 empty] | 2012 | 3.0575 | ODOT
| City of Portland- 44,45 | 8 | 10 |  |  | 2013 | 9.75 | odot
178 | UPRR Albina | 19 | 23.75 |  |  | 2014 | 6.775 | ODOT
| ODOT-WR306A | 16 | 20 |  |  | 2015 | NA | NA
3036 | Tucker Building | NA | NA |  |  | 2016 | 3.0683 | Numerous
1302 | Master Chemical | NA | NA |  |  | 2017 | 3.275 | city
3215 | Valvoline Inc. | Within City Basin 44 | NA
2761 | WR Grace/Vermiculite | Within City Basin 44 | NA
Total | Total | 80
RecordID | DataFileID | Facility | Project | Medium | Analyte | FractionAnalyzed | Result_AsText | Result_LessOrGreaterThan | ResultValue | Units | SampleCollectionLocation | SampleCollectionDate | OtherNotes | DataQuality | ResultType
11478 | 5 | UPRR - Albina Yard – 1135 N KNOTT ST | Rank-Order Curve Graphs | Stormwater | bis(2-Ethylhexyl)phthalate | Total | <0.95 ug/L | < | 0.95 | ug/L | Pre 2010 |  | Data from original version of charts; COP dataset
11477 | 5 | UPRR - Albina Yard – 1135 N KNOTT ST | Rank-Order Curve Graphs | Stormwater | bis(2-Ethylhexyl)phthalate | Total | <0.95 ug/L | < | 0.95 | ug/L | Pre 2010 |  | Data from original version of charts; COP dataset
11307 | 5 | UPRR - Albina Yard – 1135 N KNOTT ST | Rank-Order Curve Graphs | Stormwater | bis(2-Ethylhexyl)phthalate | Total | <1.7 ug/L | < | 1.7 | ug/L | Pre 2010 |  | Data from original version of charts; COP dataset
11304 | 5 | UPRR - Albina Yard – 1135 N KNOTT ST | Rank-Order Curve Graphs | Stormwater | bis(2-Ethylhexyl)phthalate | Total | <1.7 ug/L | < | 1.7 | ug/L | Pre 2010 |  | Data from original version of charts; COP dataset
11305 | 5 | UPRR - Albina Yard – 1135 N KNOTT ST | Rank-Order Curve Graphs | Stormwater | bis(2-Ethylhexyl)phthalate | Total | <1.7 ug/L | < | 1.7 | ug/L | Pre 2010 |  | Data from original version of charts; COP dataset
11306 | 5 | UPRR - Albina Yard – 1135 N KNOTT ST | Rank-Order Curve Graphs | Stormwater | bis(2-Ethylhexyl)phthalate | Total | <1.7 ug/L | < | 1.7 | ug/L | Pre 2010 |  | Data from original version of charts; COP dataset
11151 | 5 | UPRR - Albina Yard – 1135 N KNOTT ST | Rank-Order Curve Graphs | Stormwater | bis(2-Ethylhexyl)phthalate | Total | <3.3 ug/L | < | 3.3 | ug/L | Pre 2010 |  | Data from original version of charts; COP dataset
11141 | 5 | UPRR - Albina Yard – 1135 N KNOTT ST | Rank-Order Curve Graphs | Stormwater | bis(2-Ethylhexyl)phthalate | Total | <3.5 ug/L | < | 3.5 | ug/L | Pre 2010 |  | Data from original version of charts; COP dataset
11600 | 5 | UPRR - Albina Yard – 1135 N KNOTT ST | Rank-Order Curve Graphs | Stormwater | bis(2-Ethylhexyl)phthalate | Total | 0.52 ug/L |  | 0.52 | ug/L | Pre 2010 |  | Data from original version of charts; COP dataset
11554 | 5 | UPRR - Albina Yard – 1135 N KNOTT ST | Rank-Order Curve Graphs | Stormwater | bis(2-Ethylhexyl)phthalate | Total | 0.66 ug/L |  | 0.66 | ug/L | Pre 2010 |  | Data from original version of charts; COP dataset
11496 | 5 | UPRR - Albina Yard – 1135 N KNOTT ST | Rank-Order Curve Graphs | Stormwater | bis(2-Ethylhexyl)phthalate | Total | 0.84 ug/L |  | 0.84 | ug/L | Pre 2010 |  | Data from original version of charts; COP dataset
11476 | 5 | UPRR - Albina Yard – 1135 N KNOTT ST | Rank-Order Curve Graphs | Stormwater | bis(2-Ethylhexyl)phthalate | Total | 0.96 ug/L |  | 0.96 | ug/L | Pre 2010 |  | Data from original version of charts; COP dataset
11408 | 5 | UPRR - Albina Yard – 1135 N KNOTT ST | Rank-Order Curve Graphs | Stormwater | bis(2-Ethylhexyl)phthalate | Total | 1.1 ug/L |  | 1.1 | ug/L | Pre 2010 |  | Data from original version of charts; COP dataset
11393 | 5 | UPRR - Albina Yard – 1135 N KNOTT ST | Rank-Order Curve Graphs | Stormwater | bis(2-Ethylhexyl)phthalate | Total | 1.2 ug/L |  | 1.2 | ug/L | Pre 2010 |  | Data from original version of charts; COP dataset
11340 | 5 | UPRR - Albina Yard – 1135 N KNOTT ST | Rank-Order Curve Graphs | Stormwater | bis(2-Ethylhexyl)phthalate | Total | 1.5 ug/L |  | 1.5 | ug/L | Pre 2010 |  | Data from original version of charts; COP dataset
11281 | 5 | UPRR - Albina Yard – 1135 N KNOTT ST | Rank-Order Curve Graphs | Stormwater | bis(2-Ethylhexyl)phthalate | Total | 1.9 ug/L |  | 1.9 | ug/L | Pre 2010 |  | Data from original version of charts; COP dataset
10517 | 5 | UPRR - Albina Yard – 1135 N KNOTT ST | Rank-Order Curve Graphs | Stormwater | bis(2-Ethylhexyl)phthalate | Total | 104 ug/L |  | 104 | ug/L | Pre 2010 |  | Data from original version of charts; COP dataset
11232 | 5 | UPRR - Albina Yard – 1135 N KNOTT ST | Rank-Order Curve Graphs | Stormwater | bis(2-Ethylhexyl)phthalate | Total | 2.1 ug/L |  | 2.1 | ug/L | Pre 2010 |  | Data from original version of charts; COP dataset
11107 | 5 | UPRR - Albina Yard – 1135 N KNOTT ST | Rank-Order Curve Graphs | Stormwater | bis(2-Ethylhexyl)phthalate | Total | 4 ug/L |  | 4 | ug/L | Pre 2010 |  | Data from original version of charts; COP dataset
108105 | 27 | Oregon Department of Transportation(ODOT) | Source Control Data | Stormwater | bis(2-Ethylhexyl)phthalate | Total | 21 ug/l |  | 21 | ug/l | WR-306A | 2010-03-26
108135 | 27 | Oregon Department of Transportation(ODOT) | Source Control Data | Stormwater | bis(2-Ethylhexyl)phthalate | Total | 3.9 ug/l |  | 3.9 | ug/l | WR-306A | 2010-03-29
108099 | 27 | Oregon Department of Transportation(ODOT) | Source Control Data | Stormwater | bis(2-Ethylhexyl)phthalate | Total | < 6.1 ug/l | < | 6.1 | ug/l | WR-306A | 2010-04-03
108121 | 27 | Oregon Department of Transportation(ODOT) | Source Control Data | Stormwater | bis(2-Ethylhexyl)phthalate | Total | 8 ug/l |  | 8 | ug/l | WR-306A | 2010-05-20
108159 | 27 | Oregon Department of Transportation(ODOT) | Source Control Data | Stormwater | bis(2-Ethylhexyl)phthalate | Total | 1.13 ug/l |  | 1.13 | ug/l | WR-306A | 2012-01-04
108125 | 27 | Oregon Department of Transportation(ODOT) | Source Control Data | Stormwater | bis(2-Ethylhexyl)phthalate | Total | 5.45 ug/l |  | 5.45 | ug/l | WR-306A | 2012-01-24
108158 | 27 | Oregon Department of Transportation(ODOT) | Source Control Data | Stormwater | bis(2-Ethylhexyl)phthalate | Total | 1.15 ug/l |  | 1.15 | ug/l | WR-306A | 2012-02-22
108103 | 27 | Oregon Department of Transportation(ODOT) | Source Control Data | Stormwater | bis(2-Ethylhexyl)phthalate | Total | 4.5 ug/l |  | 4.5 | ug/l | WR-306A | 2012-10-12
108138 | 27 | Oregon Department of Transportation(ODOT) | Source Control Data | Stormwater | bis(2-Ethylhexyl)phthalate | Total | 3.4 ug/l |  | 3.4 | ug/l | WR-306A | 2013-01-25
108122 | 27 | Oregon Department of Transportation(ODOT) | Source Control Data | Stormwater | bis(2-Ethylhexyl)phthalate | Total | 7.6 ug/l |  | 7.6 | ug/l | WR-306A | 2013-02-22
108116 | 27 | Oregon Department of Transportation(ODOT) | Source Control Data | Stormwater | bis(2-Ethylhexyl)phthalate | Total | 11 ug/l |  | 11 | ug/l | WR-306A | 2013-03-20
108114 | 27 | Oregon Department of Transportation(ODOT) | Source Control Data | Stormwater | bis(2-Ethylhexyl)phthalate | Total | 17 ug/l |  | 17 | ug/l | WR-306A | 2013-05-21
108120 | 27 | Oregon Department of Transportation(ODOT) | Source Control Data | Stormwater | bis(2-Ethylhexyl)phthalate | Total | 8.2 ug/l |  | 8.2 | ug/l | WR-306A | 2014-01-08
108127 | 27 | Oregon Department of Transportation(ODOT) | Source Control Data | Stormwater | bis(2-Ethylhexyl)phthalate | Total | 5.1 ug/l |  | 5.1 | ug/l | WR-306A | 2014-01-11
108129 | 27 | Oregon Department of Transportation(ODOT) | Source Control Data | Stormwater | bis(2-Ethylhexyl)phthalate | Total | 4.7 ug/l |  | 4.7 | ug/l | WR-306A | 2014-01-29
108118 | 27 | Oregon Department of Transportation(ODOT) | Source Control Data | Stormwater | bis(2-Ethylhexyl)phthalate | Total | 9.1 ug/l |  | 9.1 | ug/l | WR-306A | 2014-03-25
53220 | 16 | Glacier Northwest – 1050 N River St. | Source Control Data | Stormwater | bis(2-Ethylhexyl)phthalate | Total | 1.5 ug/l |  | 1.5 | ug/l | WR-352 | 2016-01-27
53218 | 16 | Glacier Northwest – 1050 N River St. | Source Control Data | Stormwater | bis(2-Ethylhexyl)phthalate | Total | 19 ug/l |  | 19 | ug/l | WR-350 | 2016-01-27
55859 | 16 | Glacier Northwest – 1050 N River St. | Source Control Data | Stormwater | bis(2-Ethylhexyl)phthalate | Total | 3.3 ug/l |  | 3.3 | ug/l | WR-351 | 2016-01-27
56252 | 17 | Cargill Incorporated – 800 N RIVER ST. | 1200-Z | Stormwater | bis(2-Ethylhexyl)phthalate | Total | 1.5 ug/l |  | 1.5 | ug/l | 2 | 2016-02-26
56253 | 17 | Cargill Incorporated – 800 N RIVER ST. | 1200-Z | Stormwater | bis(2-Ethylhexyl)phthalate | Total | 1.5 ug/l |  | 1.5 | ug/l | 6 | 2016-02-26
56254 | 17 | Cargill Incorporated – 800 N RIVER ST. | 1200-Z | Stormwater | bis(2-Ethylhexyl)phthalate | Total | 3.2 ug/l |  | 3.2 | ug/l | 7 | 2016-02-26
56243 | 17 | Cargill Incorporated – 800 N RIVER ST. | 1200-Z | Stormwater | bis(2-Ethylhexyl)phthalate | Total | < 0.13 ug/l | < | 0.13 | ug/l | 5 | 2016-02-26
53217 | 16 | Glacier Northwest – 1050 N River St. | Source Control Data | Stormwater | bis(2-Ethylhexyl)phthalate | Total | 0.5 ug/l |  | 0.5 | ug/l | WR-351 | 2016-02-27
53221 | 16 | Glacier Northwest – 1050 N River St. | Source Control Data | Stormwater | bis(2-Ethylhexyl)phthalate | Total | 0.65 ug/l |  | 0.65 | ug/l | WR 352 | 2016-02-27
55862 | 16 | Glacier Northwest – 1050 N River St. | Source Control Data | Stormwater | bis(2-Ethylhexyl)phthalate | Total | 17 ug/l |  | 17 | ug/l | WR-350 | 2016-02-27
82339 | 26 | City of Portland Outfalls | Source Control Data | Stormwater | bis(2-Ethylhexyl)phthalate | Total | 2.4 ug/l |  | 2.4 | ug/l | 44_SW20 | 2016-03-09
82335 | 26 | City of Portland Outfalls | Source Control Data | Stormwater | bis(2-Ethylhexyl)phthalate | Total | 6.8 ug/l |  | 6.8 | ug/l | 45_SW1 | 2016-03-09
56244 | 17 | Cargill Incorporated – 800 N RIVER ST. | 1200-Z | Stormwater | bis(2-Ethylhexyl)phthalate | Total | 0.14 ug/l |  | 0.14 | ug/l | 5 | 2016-04-12
56249 | 17 | Cargill Incorporated – 800 N RIVER ST. | 1200-Z | Stormwater | bis(2-Ethylhexyl)phthalate | Total | 1.1 ug/l |  | 1.1 | ug/l | 6 | 2016-04-12
56250 | 17 | Cargill Incorporated – 800 N RIVER ST. | 1200-Z | Stormwater | bis(2-Ethylhexyl)phthalate | Total | 1.3 ug/l |  | 1.3 | ug/l | 2 | 2016-04-12
56251 | 17 | Cargill Incorporated – 800 N RIVER ST. | 1200-Z | Stormwater | bis(2-Ethylhexyl)phthalate | Total | 1.4 ug/l |  | 1.4 | ug/l | 7 | 2016-04-12
82336 | 26 | City of Portland Outfalls | Source Control Data | Stormwater | bis(2-Ethylhexyl)phthalate | Total | 2.6 |  | 2.6 | ug/l | 45_SW1 | 2016-05-19
82340 | 26 | City of Portland Outfalls | Source Control Data | Stormwater | bis(2-Ethylhexyl)phthalate | Total | 4.2 ug/l |  | 4.2 | ug/l | 44_SW20 | 2016-05-19
82337 | 26 | City of Portland Outfalls | Source Control Data | Stormwater | bis(2-Ethylhexyl)phthalate | Total | 1.2 ug/l |  | 1.2 | ug/l | 45_SW1 | 2016-10-13
82341 | 26 | City of Portland Outfalls | Source Control Data | Stormwater | bis(2-Ethylhexyl)phthalate | Total | 3.3 ug/l |  | 3.3 | ug/l | 44_SW20 | 2016-10-13
56245 | 17 | Cargill Incorporated – 800 N RIVER ST. | 1200-Z | Stormwater | bis(2-Ethylhexyl)phthalate | Total | 0.15 ug/l |  | 0.15 | ug/l | 6 | 2016-10-26
56246 | 17 | Cargill Incorporated – 800 N RIVER ST. | 1200-Z | Stormwater | bis(2-Ethylhexyl)phthalate | Total | 0.22 ug/l |  | 0.22 | ug/l | 2 | 2016-10-26
56247 | 17 | Cargill Incorporated – 800 N RIVER ST. | 1200-Z | Stormwater | bis(2-Ethylhexyl)phthalate | Total | 0.27 ug/l |  | 0.27 | ug/l |  | 2016-10-26
56248 | 17 | Cargill Incorporated – 800 N RIVER ST. | 1200-Z | Stormwater | bis(2-Ethylhexyl)phthalate | Total | 0.28 ug/l |  | 0.28 | ug/l | 5 | 2016-10-26
82338 | 26 | City of Portland Outfalls | Source Control Data | Stormwater | bis(2-Ethylhexyl)phthalate | Total | 2.5 ug/l |  | 2.5 | ug/l | 45_SW1 | 2017-02-08
82342 | 26 | City of Portland Outfalls | Source Control Data | Stormwater | bis(2-Ethylhexyl)phthalate | Total | 4.05 |  | 4.05 | ug/l | 44_SW20 | 2017-02-08

## Total PCBs
ECSI # | Site Name | Number of Total Data Points Available | Percentage of Total
5449 | CalPortland/Glacier NW | 29 | 18.239 | [9 empty] | Graphing
5561 | Cargill/CLD | 34 | 21.3836 |  | Year | Average | Source | Number of Data Points |  | Averages before/After |  |  | Year | Average | Source | Number of Data Points
5117 | PacifiCorps Albina | Within City Basin 44 and 45 | NA |  | Pre 2010 | 0.88306 | UPRR | 43 |  | Year | Average
[5 empty] | 2010 | 0.0043707 | ODOT | 4 |  | 2011-2009 | 0.71894
| City of Portland- 44,45 | 8 | 5.0314 |  | 2011 | 0.019187 | Glacier | 6 |  | 2012-2017 | 0.17445 |  | Pre 2012 | 0.71894
178 | UPRR Albina | 67 | 42.1384 |  | 2012 | 0.14624 | Multiple | 24 |  |  |  |  | 2012 | 0.14624 | Multiple | 24
| ODOT-WR306A | 21 | 13.2075 |  | 2013 | 0.12728 | Multiple | 23 |  | 2011-2009 | 0.72 |  | 2013 | 0.12728 | Multiple | 23
3036 | Tucker Building | NA | NA |  | 2014 | 0.27942 | Multiple | 18 |  | 2012-2017 | 0.17 |  | 2014 | 0.27942 | Multiple | 18
1302 | Master Chemical | NA | NA |  | 2015 | 0.19103 | Glacier, UPRR | 7 |  | 2011-2009 | 0.72 |  | 2015 | 0.19103 | Glacier, UPRR | 7
3215 | Valvoline Inc. | Within City Basin 44 | NA |  | 2016 | 0.15414 | Multiple | 29 |  |  |  |  | 2016 | 0.15414 | Multiple | 29
2761 | WR Grace/Vermiculite | Within City Basin 44 | NA |  | 2017 | 0.24355 | Multiple but Missing Cargill | 5 |  |  |  |  | 2017 | 0.24355 | Multiple but Missing Cargill | 5
Total | Total | 159
RecordID | DataFileID | Facility | Project | Medium | Analyte | FractionAnalyzed | Micrograms per liter | Result_LessOrGreaterThan | ResultValue | Units | SampleCollectionLocation | SampleCollectionDate | OtherNotes | DataQuality | ResultType
12161 | 5 | UPRR - Albina Yard – 1135 N KNOTT ST | Rank-Order Curve Graphs | Stormwater | Total PCBs | Total | 0.0176 |  | 0.0176 | ug/l | WR218 | Pre 2009 | Data from original version of charts; RI data |  | Calculated
12130 | 5 | UPRR - Albina Yard – 1135 N KNOTT ST | Rank-Order Curve Graphs | Stormwater | Total PCBs | Total | 0.0217 |  | 0.0217 | ug/l | WR218 | Pre 2009 | Data from original version of charts; RI data |  | Calculated
11989 | 5 | UPRR - Albina Yard – 1135 N KNOTT ST | Rank-Order Curve Graphs | Stormwater | Total PCBs | Total | 0.0521 |  | 0.0521 | ug/l | WR218 | Pre 2009 | Data from original version of charts; RI data |  | Calculated
11671 | 5 | UPRR - Albina Yard – 1135 N KNOTT ST | Rank-Order Curve Graphs | Stormwater | Total PCBs (Aroclors) | Total | 0.38 | < | 0.38 | ug/L |  | Pre 2009 | Data from original version of charts; COP dataset |  | Calculated
11684 | 5 | UPRR - Albina Yard – 1135 N KNOTT ST | Rank-Order Curve Graphs | Stormwater | Total PCBs (Aroclors) | Total | 0.38 | < | 0.38 | ug/L |  | Pre 2009 | Data from original version of charts; COP dataset |  | Calculated
11683 | 5 | UPRR - Albina Yard – 1135 N KNOTT ST | Rank-Order Curve Graphs | Stormwater | Total PCBs (Aroclors) | Total | 0.38 | < | 0.38 | ug/L |  | Pre 2009 | Data from original version of charts; COP dataset |  | Calculated
11682 | 5 | UPRR - Albina Yard – 1135 N KNOTT ST | Rank-Order Curve Graphs | Stormwater | Total PCBs (Aroclors) | Total | 0.38 | < | 0.38 | ug/L |  | Pre 2009 | Data from original version of charts; COP dataset |  | Calculated
11681 | 5 | UPRR - Albina Yard – 1135 N KNOTT ST | Rank-Order Curve Graphs | Stormwater | Total PCBs (Aroclors) | Total | 0.38 | < | 0.38 | ug/L |  | Pre 2009 | Data from original version of charts; COP dataset |  | Calculated
11679 | 5 | UPRR - Albina Yard – 1135 N KNOTT ST | Rank-Order Curve Graphs | Stormwater | Total PCBs (Aroclors) | Total | 0.38 | < | 0.38 | ug/L |  | Pre 2009 | Data from original version of charts; COP dataset |  | Calculated
11677 | 5 | UPRR - Albina Yard – 1135 N KNOTT ST | Rank-Order Curve Graphs | Stormwater | Total PCBs (Aroclors) | Total | 0.38 | < | 0.38 | ug/L |  | Pre 2009 | Data from original version of charts; COP dataset |  | Calculated
11676 | 5 | UPRR - Albina Yard – 1135 N KNOTT ST | Rank-Order Curve Graphs | Stormwater | Total PCBs (Aroclors) | Total | 0.38 | < | 0.38 | ug/L |  | Pre 2009 | Data from original version of charts; COP dataset |  | Calculated
11675 | 5 | UPRR - Albina Yard – 1135 N KNOTT ST | Rank-Order Curve Graphs | Stormwater | Total PCBs (Aroclors) | Total | 0.38 | < | 0.38 | ug/L |  | Pre 2009 | Data from original version of charts; COP dataset |  | Calculated
11674 | 5 | UPRR - Albina Yard – 1135 N KNOTT ST | Rank-Order Curve Graphs | Stormwater | Total PCBs (Aroclors) | Total | 0.38 | < | 0.38 | ug/L |  | Pre 2009 | Data from original version of charts; COP dataset |  | Calculated
11672 | 5 | UPRR - Albina Yard – 1135 N KNOTT ST | Rank-Order Curve Graphs | Stormwater | Total PCBs (Aroclors) | Total | 0.38 | < | 0.38 | ug/L |  | Pre 2009 | Data from original version of charts; COP dataset |  | Calculated
11680 | 5 | UPRR - Albina Yard – 1135 N KNOTT ST | Rank-Order Curve Graphs | Stormwater | Total PCBs (Aroclors) | Total | 0.38 | < | 0.38 | ug/L |  | Pre 2009 | Data from original version of charts; COP dataset |  | Calculated
11670 | 5 | UPRR - Albina Yard – 1135 N KNOTT ST | Rank-Order Curve Graphs | Stormwater | Total PCBs (Aroclors) | Total | 0.38 | < | 0.38 | ug/L |  | Pre 2009 | Data from original version of charts; COP dataset |  | Calculated
11669 | 5 | UPRR - Albina Yard – 1135 N KNOTT ST | Rank-Order Curve Graphs | Stormwater | Total PCBs (Aroclors) | Total | 0.38 | < | 0.38 | ug/L |  | Pre 2009 | Data from original version of charts; COP dataset |  | Calculated
11668 | 5 | UPRR - Albina Yard – 1135 N KNOTT ST | Rank-Order Curve Graphs | Stormwater | Total PCBs (Aroclors) | Total | 0.38 | < | 0.38 | ug/L |  | Pre 2009 | Data from original version of charts; COP dataset |  | Calculated
11667 | 5 | UPRR - Albina Yard – 1135 N KNOTT ST | Rank-Order Curve Graphs | Stormwater | Total PCBs (Aroclors) | Total | 0.38 | < | 0.38 | ug/L |  | Pre 2009 | Data from original version of charts; COP dataset |  | Calculated
11666 | 5 | UPRR - Albina Yard – 1135 N KNOTT ST | Rank-Order Curve Graphs | Stormwater | Total PCBs (Aroclors) | Total | 0.38 | < | 0.38 | ug/L |  | Pre 2009 | Data from original version of charts; COP dataset |  | Calculated
11665 | 5 | UPRR - Albina Yard – 1135 N KNOTT ST | Rank-Order Curve Graphs | Stormwater | Total PCBs (Aroclors) | Total | 0.38 | < | 0.38 | ug/L |  | Pre 2009 | Data from original version of charts; COP dataset |  | Calculated
11664 | 5 | UPRR - Albina Yard – 1135 N KNOTT ST | Rank-Order Curve Graphs | Stormwater | Total PCBs (Aroclors) | Total | 0.38 | < | 0.38 | ug/L |  | Pre 2009 | Data from original version of charts; COP dataset |  | Calculated
11663 | 5 | UPRR - Albina Yard – 1135 N KNOTT ST | Rank-Order Curve Graphs | Stormwater | Total PCBs (Aroclors) | Total | 0.38 | < | 0.38 | ug/L |  | Pre 2009 | Data from original version of charts; COP dataset |  | Calculated
11662 | 5 | UPRR - Albina Yard – 1135 N KNOTT ST | Rank-Order Curve Graphs | Stormwater | Total PCBs (Aroclors) | Total | 0.38 | < | 0.38 | ug/L |  | Pre 2009 | Data from original version of charts; COP dataset |  | Calculated
11661 | 5 | UPRR - Albina Yard – 1135 N KNOTT ST | Rank-Order Curve Graphs | Stormwater | Total PCBs (Aroclors) | Total | 0.38 | < | 0.38 | ug/L |  | Pre 2009 | Data from original version of charts; COP dataset |  | Calculated
11660 | 5 | UPRR - Albina Yard – 1135 N KNOTT ST | Rank-Order Curve Graphs | Stormwater | Total PCBs (Aroclors) | Total | 0.38 | < | 0.38 | ug/L |  | Pre 2009 | Data from original version of charts; COP dataset |  | Calculated
11673 | 5 | UPRR - Albina Yard – 1135 N KNOTT ST | Rank-Order Curve Graphs | Stormwater | Total PCBs (Aroclors) | Total | 0.38 | < | 0.38 | ug/L |  | Pre 2009 | Data from original version of charts; COP dataset |  | Calculated
11678 | 5 | UPRR - Albina Yard – 1135 N KNOTT ST | Rank-Order Curve Graphs | Stormwater | Total PCBs (Aroclors) | Total | 0.38 | < | 0.38 | ug/L |  | Pre 2009 | Data from original version of charts; COP dataset |  | Calculated
11685 | 5 | UPRR - Albina Yard – 1135 N KNOTT ST | Rank-Order Curve Graphs | Stormwater | Total PCBs (Aroclors) | Total | 0.38 | < | 0.38 | ug/L |  | Pre 2009 | Data from original version of charts; COP dataset |  | Calculated
11249 | 5 | UPRR - Albina Yard – 1135 N KNOTT ST | Rank-Order Curve Graphs | Stormwater | Total PCBs (Aroclors) | Total | 2 | < | 2 | ug/L |  | Pre 2009 | Data from original version of charts; COP dataset |  | Calculated
11242 | 5 | UPRR - Albina Yard – 1135 N KNOTT ST | Rank-Order Curve Graphs | Stormwater | Total PCBs (Aroclors) | Total | 2 | < | 2 | ug/L |  | Pre 2009 | Data from original version of charts; COP dataset |  | Calculated
11241 | 5 | UPRR - Albina Yard – 1135 N KNOTT ST | Rank-Order Curve Graphs | Stormwater | Total PCBs (Aroclors) | Total | 2 | < | 2 | ug/L |  | Pre 2009 | Data from original version of charts; COP dataset |  | Calculated
11240 | 5 | UPRR - Albina Yard – 1135 N KNOTT ST | Rank-Order Curve Graphs | Stormwater | Total PCBs (Aroclors) | Total | 2 | < | 2 | ug/L |  | Pre 2009 | Data from original version of charts; COP dataset |  | Calculated
11239 | 5 | UPRR - Albina Yard – 1135 N KNOTT ST | Rank-Order Curve Graphs | Stormwater | Total PCBs (Aroclors) | Total | 2 | < | 2 | ug/L |  | Pre 2009 | Data from original version of charts; COP dataset |  | Calculated
11247 | 5 | UPRR - Albina Yard – 1135 N KNOTT ST | Rank-Order Curve Graphs | Stormwater | Total PCBs (Aroclors) | Total | 2 | < | 2 | ug/L |  | Pre 2009 | Data from original version of charts; COP dataset |  | Calculated
11244 | 5 | UPRR - Albina Yard – 1135 N KNOTT ST | Rank-Order Curve Graphs | Stormwater | Total PCBs (Aroclors) | Total | 2 | < | 2 | ug/L |  | Pre 2009 | Data from original version of charts; COP dataset |  | Calculated
11246 | 5 | UPRR - Albina Yard – 1135 N KNOTT ST | Rank-Order Curve Graphs | Stormwater | Total PCBs (Aroclors) | Total | 2 | < | 2 | ug/L |  | Pre 2009 | Data from original version of charts; COP dataset |  | Calculated
11248 | 5 | UPRR - Albina Yard – 1135 N KNOTT ST | Rank-Order Curve Graphs | Stormwater | Total PCBs (Aroclors) | Total | 2 | < | 2 | ug/L |  | Pre 2009 | Data from original version of charts; COP dataset |  | Calculated
11243 | 5 | UPRR - Albina Yard – 1135 N KNOTT ST | Rank-Order Curve Graphs | Stormwater | Total PCBs (Aroclors) | Total | 2 | < | 2 | ug/L |  | Pre 2009 | Data from original version of charts; COP dataset |  | Calculated
11250 | 5 | UPRR - Albina Yard – 1135 N KNOTT ST | Rank-Order Curve Graphs | Stormwater | Total PCBs (Aroclors) | Total | 2 | < | 2 | ug/L |  | Pre 2009 | Data from original version of charts; COP dataset |  | Calculated
11245 | 5 | UPRR - Albina Yard – 1135 N KNOTT ST | Rank-Order Curve Graphs | Stormwater | Total PCBs (Aroclors) | Total | 2 | < | 2 | ug/L |  | Pre 2009 | Data from original version of charts; COP dataset |  | Calculated
11237 | 5 | UPRR - Albina Yard – 1135 N KNOTT ST | Rank-Order Curve Graphs | Stormwater | Total PCBs (Aroclors) | Total | 2 | < | 2 | ug/L |  | Pre 2009 | Data from original version of charts; COP dataset |  | Calculated
11238 | 5 | UPRR - Albina Yard – 1135 N KNOTT ST | Rank-Order Curve Graphs | Stormwater | Total PCBs (Aroclors) | Total | 2 | < | 2 | ug/L |  | Pre 2009 | Data from original version of charts; COP dataset |  | Calculated
111316 | 27 | Oregon Department of Transportation(ODOT) | Source Control Data | Stormwater | Total PCBs (Congeners) | Total | 0.00221 |  | 0.00221 | ug/l | WR-306A | 2010-03-26
111314 | 27 | Oregon Department of Transportation(ODOT) | Source Control Data | Stormwater | Total PCBs (Congeners) | Total | 0.00153 |  | 0.00153 | ug/l | WR-306A | 2010-03-29
111320 | 27 | Oregon Department of Transportation(ODOT) | Source Control Data | Stormwater | Total PCBs (Congeners) | Total | 0.005394 |  | 0.005394 | ug/l | WR-306A | 2010-04-03
111325 | 27 | Oregon Department of Transportation(ODOT) | Source Control Data | Stormwater | Total PCBs (Congeners) | Total | 0.008349 |  | 0.008349 | ug/l | WR-306A | 2010-05-20
7195 | 5 | Glacier Northwest – 1050 N River St. | Rank-Order Curve Graphs | Stormwater | Total PCBs (Aroclors) | Total | 0.021 | < | 0.021 | ug/l | WR-352 | 2011-10-28 | Data added to charts 3/25/15 |  | Calculated
7194 | 5 | Glacier Northwest – 1050 N River St. | Rank-Order Curve Graphs | Stormwater | Total PCBs (Aroclors) | Total | 0.03 | < | 0.03 | ug/l | WR-350 | 2011-10-28 | Data added to charts 3/25/15 |  | Calculated
7193 | 5 | Glacier Northwest – 1050 N River St. | Rank-Order Curve Graphs | Stormwater | Total PCBs (Aroclors) | Total | 0.061 | < | 0.061 | ug/l | WR-351 | 2011-10-28 | Data added to charts 3/25/15 |  | Calculated
7165 | 5 | Glacier Northwest – 1050 N River St. | Rank-Order Curve Graphs | Stormwater | Total PCBs (Aroclors) | Total | 0.00096 | < | 0.00096 | ug/l | WR-351 | 2011-11-16 | Data added to charts 3/25/15 |  | Calculated
7164 | 5 | Glacier Northwest – 1050 N River St. | Rank-Order Curve Graphs | Stormwater | Total PCBs (Aroclors) | Total | 0.00096 | < | 0.00096 | ug/l | WR-352 | 2011-11-16 | Data added to charts 3/25/15 |  | Calculated
7163 | 5 | Glacier Northwest – 1050 N River St. | Rank-Order Curve Graphs | Stormwater | Total PCBs (Aroclors) | Total | 0.0012 | < | 0.0012 | ug/l | WR-350 | 2011-11-16 | Data added to charts 3/25/15 |  | Calculated
111403 | 27 | Oregon Department of Transportation(ODOT) | Source Control Data | Stormwater | Total PCBs (Aroclors) | Total | 0.0962 | < | 0.0962 | ug/l | WR-306A | 2012-01-04
7081 | 5 | Glacier Northwest – 1050 N River St. | Rank-Order Curve Graphs | Stormwater | Total PCBs (Aroclors) | Total | 0.00096 | < | 0.00096 | ug/l | WR-351 | 2012-01-17 | Data added to charts 3/25/15 |  | Calculated
7080 | 5 | Glacier Northwest – 1050 N River St. | Rank-Order Curve Graphs | Stormwater | Total PCBs (Aroclors) | Total | 0.00096 | < | 0.00096 | ug/l | WR-352 | 2012-01-17 | Data added to charts 3/25/15 |  | Calculated
7079 | 5 | Glacier Northwest – 1050 N River St. | Rank-Order Curve Graphs | Stormwater | Total PCBs (Aroclors) | Total | 0.0011 | < | 0.0011 | ug/l | WR-350 | 2012-01-17 | Data added to charts 3/25/15 |  | Calculated
111399 | 27 | Oregon Department of Transportation(ODOT) | Source Control Data | Stormwater | Total PCBs (Aroclors) | Total | 0.0952 | < | 0.0952 | ug/l | WR-306A | 2012-01-24
111400 | 27 | Oregon Department of Transportation(ODOT) | Source Control Data | Stormwater | Total PCBs (Aroclors) | Total | 0.0952 | < | 0.0952 | ug/l | WR-306A | 2012-02-22
6890 | 5 | Glacier Northwest – 1050 N River St. | Rank-Order Curve Graphs | Stormwater | Total PCBs (Aroclors) | Total | 0.012 | < | 0.012 | ug/l | WR-351 | 2012-02-28 | Data added to charts 3/25/15 |  | Calculated
6889 | 5 | Glacier Northwest – 1050 N River St. | Rank-Order Curve Graphs | Stormwater | Total PCBs (Aroclors) | Total | 0.013 | < | 0.013 | ug/l | WR-352 | 2012-02-28 | Data added to charts 3/25/15 |  | Calculated
6888 | 5 | Glacier Northwest – 1050 N River St. | Rank-Order Curve Graphs | Stormwater | Total PCBs (Aroclors) | Total | 0.014 | < | 0.014 | ug/l | WR-350 | 2012-02-28 | Data added to charts 3/25/15 |  | Calculated
111351 | 27 | Oregon Department of Transportation(ODOT) | Source Control Data | Stormwater | Total PCBs (Congeners) | Total | 0.030113 |  | 0.030113 | ug/l | WR-306A | 2012-10-12
111406 | 27 | Oregon Department of Transportation(ODOT) | Source Control Data | Stormwater | Total PCBs (Aroclors) | Total | 0.18 | < | 0.18 | ug/l | WR-306A | 2012-10-12
6493 | 5 | Glacier Northwest – 1050 N River St. | Rank-Order Curve Graphs | Stormwater | Total PCBs (Aroclors) | Total | 0.0021 | < | 0.0021 | ug/l | WR-352 | 2012-10-19 | Data added to charts 3/25/15 |  | Calculated
6489 | 5 | Glacier Northwest – 1050 N River St. | Rank-Order Curve Graphs | Stormwater | Total PCBs (Aroclors) | Total | 0.04 | < | 0.04 | ug/l | WR-351 | 2012-10-19 | Data added to charts 3/25/15 |  | Calculated
6488 | 5 | Glacier Northwest – 1050 N River St. | Rank-Order Curve Graphs | Stormwater | Total PCBs (Aroclors) | Total | 0.049 | < | 0.049 | ug/l | WR-350 | 2012-10-19 | Data added to charts 3/25/15 |  | Calculated
21957 | 7 | UPRR - Albina Yard – 1135 N KNOTT ST | 1200-Z | Stormwater | Total PCBs | Total | 0.19 | < | 0.19 | ug/l | 2 | 2012-10-31 | tester: self
21956 | 7 | UPRR - Albina Yard – 1135 N KNOTT ST | 1200-Z | Stormwater | Total PCBs | Total | 0.19 | < | 0.19 | ug/l | 3 | 2012-10-31 | tester: self
21068 | 7 | Cargill Incorporated – 800 N RIVER ST. | 1200-Z | Stormwater | Total PCBs | Total | 0.2 | < | 0.2 | ug/l | 2 | 2012-11-18 | tester: self
21066 | 7 | Cargill Incorporated – 800 N RIVER ST. | 1200-Z | Stormwater | Total PCBs | Total | 0.38 | < | 0.38 | ug/l | 5 | 2012-11-18 | tester: self
21067 | 7 | Cargill Incorporated – 800 N RIVER ST. | 1200-Z | Stormwater | Total PCBs | Total | 0.38 | < | 0.38 | ug/l | 6 | 2012-11-18 | tester: self
21065 | 7 | Cargill Incorporated – 800 N RIVER ST. | 1200-Z | Stormwater | Total PCBs | Total | 0.38 | < | 0.38 | ug/l | 7 | 2012-11-18 | tester: self
21064 | 7 | Cargill Incorporated – 800 N RIVER ST. | 1200-Z | Stormwater | Total PCBs | Total | 0.39 | < | 0.39 | ug/l | 3 | 2012-11-18 | tester: self
21063 | 7 | Cargill Incorporated – 800 N RIVER ST. | 1200-Z | Stormwater | Total PCBs | Total | 0.39 | < | 0.39 | ug/l | 4 | 2012-11-18 | tester: self
20781 | 7 | UPRR - Albina Yard – 1135 N KNOTT ST | 1200-Z | Stormwater | Total PCBs | Total | 0.19 | < | 0.19 | ug/l | 2 | 2012-11-19 | tester: self
20780 | 7 | UPRR - Albina Yard – 1135 N KNOTT ST | 1200-Z | Stormwater | Total PCBs | Total | 0.19 | < | 0.19 | ug/l | 3 | 2012-11-19 | tester: self
111398 | 27 | Oregon Department of Transportation(ODOT) | Source Control Data | Stormwater | Total PCBs (Aroclors) | Total | 0.094 | < | 0.094 | ug/l | WR-306A | 2013-01-25
17642 | 7 | UPRR - Albina Yard – 1135 N KNOTT ST | 1200-Z | Stormwater | Total PCBs | Total | 0.19 | < | 0.19 | ug/l | 2 | 2013-01-29 | tester: self
17641 | 7 | UPRR - Albina Yard – 1135 N KNOTT ST | 1200-Z | Stormwater | Total PCBs | Total | 0.19 | < | 0.19 | ug/l | 3 | 2013-01-29 | tester: self
111345 | 27 | Oregon Department of Transportation(ODOT) | Source Control Data | Stormwater | Total PCBs (Aroclors) | Total | 0.021 |  | 0.021 | ug/l | WR-306A | 2013-02-22
111361 | 27 | Oregon Department of Transportation(ODOT) | Source Control Data | Stormwater | Total PCBs (Congeners) | Total | 0.054309 |  | 0.054309 | ug/l | WR-306A | 2013-02-22
111394 | 27 | Oregon Department of Transportation(ODOT) | Source Control Data | Stormwater | Total PCBs (Aroclors) | Total | 0.056 | < | 0.056 | ug/l | WR-306A | 2013-03-20
13427 | 7 | Cargill Incorporated – 800 N RIVER ST. | 1200-Z | Stormwater | Total PCBs | Total | 0.38 | < | 0.38 | ug/l | 2 | 2013-05-16 | tester: self
13426 | 7 | Cargill Incorporated – 800 N RIVER ST. | 1200-Z | Stormwater | Total PCBs | Total | 0.38 | < | 0.38 | ug/l | 5 | 2013-05-16 | tester: self
13428 | 7 | Cargill Incorporated – 800 N RIVER ST. | 1200-Z | Stormwater | Total PCBs | Total | 0.38 | < | 0.38 | ug/l | 7 | 2013-05-16 | tester: self
13425 | 7 | Cargill Incorporated – 800 N RIVER ST. | 1200-Z | Stormwater | Total PCBs | Total | 0.39 | < | 0.39 | ug/l | 3 | 2013-05-16 | tester: self
13424 | 7 | Cargill Incorporated – 800 N RIVER ST. | 1200-Z | Stormwater | Total PCBs | Total | 0.43 | < | 0.43 | ug/l | 4 | 2013-05-16 | tester: self
111365 | 27 | Oregon Department of Transportation(ODOT) | Source Control Data | Stormwater | Total PCBs (Aroclors) | Total | 0.11 |  | 0.11 | ug/l | WR-306A | 2013-05-21
5284 | 5 | Glacier Northwest – 1050 N River St. | Rank-Order Curve Graphs | Stormwater | Total PCBs (Aroclors) | Total | 0.0069 | < | 0.0069 | ug/l | WR-350 | 2013-11-01 | Data added to charts 3/25/15 |  | Calculated
5283 | 5 | Glacier Northwest – 1050 N River St. | Rank-Order Curve Graphs | Stormwater | Total PCBs (Aroclors) | Total | 0.0079 | < | 0.0079 | ug/l | WR-352 | 2013-11-01 | Data added to charts 3/25/15 |  | Calculated
5282 | 5 | Glacier Northwest – 1050 N River St. | Rank-Order Curve Graphs | Stormwater | Total PCBs (Aroclors) | Total | 0.018 | < | 0.018 | ug/l | WR-351 | 2013-11-01 | Data added to charts 3/25/15 |  | Calculated
33579 | 9 | UPRR - Albina Yard – 1135 N KNOTT ST | 1200-Z | Stormwater | Total PCBs | Total | 0.051 | < | 0.051 | ug/l | 3 | 2013-11-07 | tester: self
33577 | 9 | UPRR - Albina Yard – 1135 N KNOTT ST | 1200-Z | Stormwater | Total PCBs | Total | 0.053 | < | 0.053 | ug/l | 2 | 2013-11-07 | tester: self
33643 | 9 | Cargill Incorporated – 800 N RIVER ST. | 1200-Z | Stormwater | Total PCBs | Total | 0.019 | < | 0.019 | ug/l | 5 | 2013-11-18 | tester: self
33634 | 9 | Cargill Incorporated – 800 N RIVER ST. | 1200-Z | Stormwater | Total PCBs | Total | 0.0194 | < | 0.0194 | ug/l | 2 | 2013-11-18 | tester: self
33635 | 9 | Cargill Incorporated – 800 N RIVER ST. | 1200-Z | Stormwater | Total PCBs | Total | 0.0194 | < | 0.0194 | ug/l | 3 | 2013-11-18 | tester: self
33632 | 9 | Cargill Incorporated – 800 N RIVER ST. | 1200-Z | Stormwater | Total PCBs | Total | 0.0196 | < | 0.0196 | ug/l | 4 | 2013-11-18 | tester: self
33644 | 9 | Cargill Incorporated – 800 N RIVER ST. | 1200-Z | Stormwater | Total PCBs | Total | 0.019 | < | 0.019 | ug/l | 6 | 2013-12-01 | tester: self
33645 | 9 | Cargill Incorporated – 800 N RIVER ST. | 1200-Z | Stormwater | Total PCBs | Total | 0.019 | < | 0.019 | ug/l | 7 | 2013-12-01 | tester: self
33582 | 9 | UPRR - Albina Yard – 1135 N KNOTT ST | 1200-Z | Stormwater | Total PCBs | Total | 0.051 | < | 0.051 | ug/l | 2 | 2014-01-08 | tester: self
33583 | 9 | UPRR - Albina Yard – 1135 N KNOTT ST | 1200-Z | Stormwater | Total PCBs | Total | 0.051 | < | 0.051 | ug/l | 3 | 2014-01-08 | tester: self
111376 | 27 | Oregon Department of Transportation(ODOT) | Source Control Data | Stormwater | Total PCBs (Aroclors) | Total | 0.0099 | < | 0.0099 | ug/l | WR-306A | 2014-01-08
111339 | 27 | Oregon Department of Transportation(ODOT) | Source Control Data | Stormwater | Total PCBs (Congeners) | Total | 0.015146 |  | 0.015146 | ug/l | WR-306A | 2014-01-08
33538 | 9 | Cargill Incorporated – 800 N RIVER ST. | 1200-Z | Stormwater | Total PCBs | Total | 0.0952 | < | 0.0952 | ug/l | 2 | 2014-01-11 | tester: self
33503 | 9 | Cargill Incorporated – 800 N RIVER ST. | 1200-Z | Stormwater | Total PCBs | Total | 0.098 | < | 0.098 | ug/l | 3 | 2014-01-11 | tester: self
33502 | 9 | Cargill Incorporated – 800 N RIVER ST. | 1200-Z | Stormwater | Total PCBs | Total | 0.098 | < | 0.098 | ug/l | 4 | 2014-01-11 | tester: self
111323 | 27 | Oregon Department of Transportation(ODOT) | Source Control Data | Stormwater | Total PCBs (Congeners) | Total | 0.006407 |  | 0.006407 | ug/l | WR-306A | 2014-01-11
111378 | 27 | Oregon Department of Transportation(ODOT) | Source Control Data | Stormwater | Total PCBs (Aroclors) | Total | 0.01 | < | 0.01 | ug/l | WR-306A | 2014-01-11
33564 | 9 | Cargill Incorporated – 800 N RIVER ST. | 1200-Z | Stormwater | Total PCBs | Total | 0.0943 | < | 0.0943 | ug/l | 6 | 2014-01-12 | tester: self
33539 | 9 | Cargill Incorporated – 800 N RIVER ST. | 1200-Z | Stormwater | Total PCBs | Total | 0.0952 | < | 0.0952 | ug/l | 5 | 2014-01-12 | tester: self
33508 | 9 | Cargill Incorporated – 800 N RIVER ST. | 1200-Z | Stormwater | Total PCBs | Total | 0.0971 | < | 0.0971 | ug/l | 7 | 2014-01-12 | tester: self
111331 | 27 | Oregon Department of Transportation(ODOT) | Source Control Data | Stormwater | Total PCBs (Congeners) | Total | 0.009566 |  | 0.009566 | ug/l | WR-306A | 2014-01-29
111342 | 27 | Oregon Department of Transportation(ODOT) | Source Control Data | Stormwater | Total PCBs (Aroclors) | Total | 0.0177 |  | 0.0177 | ug/l | WR-306A | 2014-01-29
111385 | 27 | Oregon Department of Transportation(ODOT) | Source Control Data | Stormwater | Total PCBs (Aroclors) | Total | 0.04 | < | 0.04 | ug/l | WR-306A | 2014-03-25
42343 | 11 | UPRR - Albina Yard – 1135 N KNOTT ST | 1200-Z | Stormwater | Total PCBs | Total | 0.051 | < | 5.1e-05 | mg/L | 02 | 2014-10-22 12:20
42345 | 11 | UPRR - Albina Yard – 1135 N KNOTT ST | 1200-Z | Stormwater | Total PCBs | Total | 4.1 |  | 0.0041 | mg/L | 03 | 2014-10-22 12:45
36051 | 10 | Glacier Northwest – 1050 N River St. | 1200-A | Stormwater | Total PCBs | Total | 0.09 | < | 9e-05 | mg/L | SW-1 | 2014-12-09 10:35
42344 | 11 | UPRR - Albina Yard – 1135 N KNOTT ST | 1200-Z | Stormwater | Total PCBs | Total | 0.05 | < | 5e-05 | mg/L | 02 | 2015-02-09 10:00
42346 | 11 | UPRR - Albina Yard – 1135 N KNOTT ST | 1200-Z | Stormwater | Total PCBs | Total | 0.05 | < | 5e-05 | mg/L | 03 | 2015-02-09 10:30
36052 | 10 | Glacier Northwest – 1050 N River St. | 1200-A | Stormwater | Total PCBs | Total | 0.102 | < | 0.000102 | mg/L | SW-1 | 2015-05-04 12:15
43221 | 12 | Glacier Northwest – 1050 N River St. | 1200-A | Stormwater | Total PCBs | Total | 0.0962 | < | 9.62e-05 | mg/L | SW-1 | 2015-11-17 10:45
43222 | 12 | Glacier Northwest – 1050 N River St. | 1200-A | Stormwater | Total PCBs | Total | 0.099 | < | 9.9e-05 | mg/L | SW-1 | 2015-11-24 11:10
46506 | 13 | UPRR - Albina Yard – 1135 N KNOTT ST | 1200-Z | Stormwater | Total PCBs | Total | 0.47 | < | 0.00047 | mg/L | 03 | 2015-12-03 13:24
46504 | 13 | UPRR - Albina Yard – 1135 N KNOTT ST | 1200-Z | Stormwater | Total PCBs | Total | 0.47 | < | 0.00047 | mg/L | 02 | 2015-12-03 13:25
67559 | 16 | Glacier Northwest – 1050 N River St. | Source Control Data | Stormwater | Total PCBs (Aroclors) | Total | 0.01 | < | 0.01 | ug/l | WR-350 | 2016-01-27
67561 | 16 | Glacier Northwest – 1050 N River St. | Source Control Data | Stormwater | Total PCBs (Aroclors) | Total | 0.01 | < | 0.01 | ug/l | WR-351 | 2016-01-27
46505 | 13 | UPRR - Albina Yard – 1135 N KNOTT ST | 1200-Z | Stormwater | Total PCBs | Total | 0.53 | < | 0.00053 | mg/L | 02 | 2016-02-12 12:43
46507 | 13 | UPRR - Albina Yard – 1135 N KNOTT ST | 1200-Z | Stormwater | Total PCBs | Total | 0.52 | < | 0.00052 | mg/L | 03 | 2016-02-12 13:13
56542 | 17 | Cargill Incorporated – 800 N RIVER ST. | 1200-Z | Stormwater | Total PCBs (Aroclors) | Total | 0.0076 |  | 0.0076 | ug/l | 7 | 2016-02-26
56545 | 17 | Cargill Incorporated – 800 N RIVER ST. | 1200-Z | Stormwater | Total PCBs (Aroclors) | Total | 0.01 | < | 0.01 | ug/l | 2 | 2016-02-26
56547 | 17 | Cargill Incorporated – 800 N RIVER ST. | 1200-Z | Stormwater | Total PCBs (Aroclors) | Total | 0.0145 |  | 0.0145 | ug/l | 6 | 2016-02-26
67560 | 16 | Glacier Northwest – 1050 N River St. | Source Control Data | Stormwater | Total PCBs (Aroclors) | Total | 0.01 | < | 0.01 | ug/l | WR-350 | 2016-02-27
67562 | 16 | Glacier Northwest – 1050 N River St. | Source Control Data | Stormwater | Total PCBs (Aroclors) | Total | 0.01 | < | 0.01 | ug/l | WR-351 | 2016-02-27
83520 | 26 | City of Portland Outfalls | Source Control Data | Stormwater | Total PCBs (Congeners) | Total | 0.00291 |  | 0.00291 | ug/l | 45_SW1 | 2016-03-09
83332 | 26 | City of Portland Outfalls | Source Control Data | Stormwater | Total PCBs (Congeners) | Total | 0.021 |  | 0.021 | ug/l | 44_SW20 | 2016-03-09
56539 | 17 | Cargill Incorporated – 800 N RIVER ST. | 1200-Z | Stormwater | Total PCBs (Aroclors) | Total | 0.0024 | < | 0.0024 | ug/l | 5 | 2016-04-12
56541 | 17 | Cargill Incorporated – 800 N RIVER ST. | 1200-Z | Stormwater | Total PCBs (Aroclors) | Total | 0.0064 |  | 0.0064 | ug/l | 2 | 2016-04-12
56546 | 17 | Cargill Incorporated – 800 N RIVER ST. | 1200-Z | Stormwater | Total PCBs (Aroclors) | Total | 0.014 | < | 0.014 | ug/l | 6 | 2016-04-12
56548 | 17 | Cargill Incorporated – 800 N RIVER ST. | 1200-Z | Stormwater | Total PCBs (Aroclors) | Total | 0.017 | < | 0.017 | ug/l | 7 | 2016-04-12
83521 | 26 | City of Portland Outfalls | Source Control Data | Stormwater | Total PCBs (Congeners) | Total | 0.00301 |  | 0.00301 | ug/l | 45_SW1 | 2016-05-19
83333 | 26 | City of Portland Outfalls | Source Control Data | Stormwater | Total PCBs (Congeners) | Total | 0.00305 | < | 0.00305 | ug/l | 44_SW20 | 2016-05-19
43223 | 12 | Glacier Northwest – 1050 N River St. | 1200-A | Stormwater | Total PCBs | Total | 0.116 | < | 0.000116 | mg/L | SW-1 | 2016-06-03 11:45
83334 | 26 | City of Portland Outfalls | Source Control Data | Stormwater | Total PCBs (Congeners) | Total | 0.00315 | < | 0.00315 | ug/l | 44_SW20 | 2016-10-13
83522 | 26 | City of Portland Outfalls | Source Control Data | Stormwater | Total PCBs (Congeners) | Total | 0.00321 |  | 0.00321 | ug/l | 45_SW1 | 2016-10-13
56538 | 17 | Cargill Incorporated – 800 N RIVER ST. | 1200-Z | Stormwater | Total PCBs (Aroclors) | Total | 0.0022 |  | 0.0022 | ug/l | 6 | 2016-10-26
56540 | 17 | Cargill Incorporated – 800 N RIVER ST. | 1200-Z | Stormwater | Total PCBs (Aroclors) | Total | 0.0025 |  | 0.0025 | ug/l | 2 | 2016-10-26
56543 | 17 | Cargill Incorporated – 800 N RIVER ST. | 1200-Z | Stormwater | Total PCBs (Aroclors) | Total | 0.0084 |  | 0.0084 | ug/l | 5 | 2016-10-26
56544 | 17 | Cargill Incorporated – 800 N RIVER ST. | 1200-Z | Stormwater | Total PCBs (Aroclors) | Total | 0.0098 |  | 0.0098 | ug/l |  | 2016-10-26
47613 | 14 | Glacier Northwest – 1050 N River St. | 1200-A | Stormwater | Total PCBs | Total | 0.103 | < | 0.000103 | mg/L | SW-1 | 2016-11-02 11:30
102843 | 15 | UPRR - Albina Yard – 1135 N KNOTT ST | 1200-Z | Stormwater | Total PCBs | Total | 1 | < | 0.001 | mg/L |  | 2016-11-23 11:25
102846 | 15 | UPRR - Albina Yard – 1135 N KNOTT ST | 1200-Z | Stormwater | Total PCBs | Total | 1 | < | 0.001 | mg/L | 03 | 2016-11-23 11:55
102844 | 15 | UPRR - Albina Yard – 1135 N KNOTT ST | 1200-Z | Stormwater | Total PCBs | Total | 0.51 | < | 0.00051 | mg/L |  | 2016-12-27 12:03
102847 | 15 | UPRR - Albina Yard – 1135 N KNOTT ST | 1200-Z | Stormwater | Total PCBs | Total | 0.52 | < | 0.00052 | mg/L | 03 | 2016-12-27 12:41
83523 | 26 | City of Portland Outfalls | Source Control Data | Stormwater | Total PCBs (Congeners) | Total | 0.00835 |  | 0.00835 | ug/l | 45_SW1 | 2017-02-08
83335 | 26 | City of Portland Outfalls | Source Control Data | Stormwater | Total PCBs (Congeners) | Total | 0.0123 |  | 0.0123 | ug/l | 44_SW20 | 2017-02-08
102845 | 15 | UPRR - Albina Yard – 1135 N KNOTT ST | 1200-Z | Stormwater | Total PCBs | Total | 0.59 | < | 0.00059 | mg/L |  | 2017-03-07 13:25
102848 | 15 | UPRR - Albina Yard – 1135 N KNOTT ST | 1200-Z | Stormwater | Total PCBs | Total | 0.51 | < | 0.00051 | mg/L | 03 | 2017-03-07 13:43
47614 | 14 | Glacier Northwest – 1050 N River St. | 1200-A | Stormwater | Total PCBs | Total | 0.0971 | < | 9.71e-05 | mg/L | SW-1 | 2017-05-16 11:10

## Cargill PCB Data
RecordID | DataFileID | Facility | Project | Medium | Analyte | FractionAnalyzed | Micrograms per liter | Result_LessOrGreaterThan | ResultValue | Units | SampleCollectionLocation | SampleCollectionDate | OtherNotes | DataQuality | ResultType | Year | Average
21068 | 7 | Cargill Incorporated – 800 N RIVER ST. | 1200-Z | Stormwater | Total PCBs | Total | 0.2 | < | 0.2 | ug/l | 2 | 2012-11-18 | tester: self |  |  | 2012 | 0.35333
21066 | 7 | Cargill Incorporated – 800 N RIVER ST. | 1200-Z | Stormwater | Total PCBs | Total | 0.38 | < | 0.38 | ug/l | 5 | 2012-11-18 | tester: self |  |  | 2013 | 0.18867
21067 | 7 | Cargill Incorporated – 800 N RIVER ST. | 1200-Z | Stormwater | Total PCBs | Total | 0.38 | < | 0.38 | ug/l | 6 | 2012-11-18 | tester: self |  |  | 2014 | 0.0963
21065 | 7 | Cargill Incorporated – 800 N RIVER ST. | 1200-Z | Stormwater | Total PCBs | Total | 0.38 | < | 0.38 | ug/l | 7 | 2012-11-18 | tester: self |  |  | 2015 | NA
21064 | 7 | Cargill Incorporated – 800 N RIVER ST. | 1200-Z | Stormwater | Total PCBs | Total | 0.39 | < | 0.39 | ug/l | 3 | 2012-11-18 | tester: self |  |  | 2016 | 0.0086182
21063 | 7 | Cargill Incorporated – 800 N RIVER ST. | 1200-Z | Stormwater | Total PCBs | Total | 0.39 | < | 0.39 | ug/l | 4 | 2012-11-18 | tester: self
13427 | 7 | Cargill Incorporated – 800 N RIVER ST. | 1200-Z | Stormwater | Total PCBs | Total | 0.38 | < | 0.38 | ug/l | 2 | 2013-05-16 | tester: self
13426 | 7 | Cargill Incorporated – 800 N RIVER ST. | 1200-Z | Stormwater | Total PCBs | Total | 0.38 | < | 0.38 | ug/l | 5 | 2013-05-16 | tester: self
13428 | 7 | Cargill Incorporated – 800 N RIVER ST. | 1200-Z | Stormwater | Total PCBs | Total | 0.38 | < | 0.38 | ug/l | 7 | 2013-05-16 | tester: self
13425 | 7 | Cargill Incorporated – 800 N RIVER ST. | 1200-Z | Stormwater | Total PCBs | Total | 0.39 | < | 0.39 | ug/l | 3 | 2013-05-16 | tester: self
13424 | 7 | Cargill Incorporated – 800 N RIVER ST. | 1200-Z | Stormwater | Total PCBs | Total | 0.43 | < | 0.43 | ug/l | 4 | 2013-05-16 | tester: self
33643 | 9 | Cargill Incorporated – 800 N RIVER ST. | 1200-Z | Stormwater | Total PCBs | Total | 0.019 | < | 0.019 | ug/l | 5 | 2013-11-18 | tester: self
33634 | 9 | Cargill Incorporated – 800 N RIVER ST. | 1200-Z | Stormwater | Total PCBs | Total | 0.0194 | < | 0.0194 | ug/l | 2 | 2013-11-18 | tester: self
33635 | 9 | Cargill Incorporated – 800 N RIVER ST. | 1200-Z | Stormwater | Total PCBs | Total | 0.0194 | < | 0.0194 | ug/l | 3 | 2013-11-18 | tester: self
33632 | 9 | Cargill Incorporated – 800 N RIVER ST. | 1200-Z | Stormwater | Total PCBs | Total | 0.0196 | < | 0.0196 | ug/l | 4 | 2013-11-18 | tester: self
33644 | 9 | Cargill Incorporated – 800 N RIVER ST. | 1200-Z | Stormwater | Total PCBs | Total | 0.019 | < | 0.019 | ug/l | 6 | 2013-12-01 | tester: self
33645 | 9 | Cargill Incorporated – 800 N RIVER ST. | 1200-Z | Stormwater | Total PCBs | Total | 0.019 | < | 0.019 | ug/l | 7 | 2013-12-01 | tester: self
33538 | 9 | Cargill Incorporated – 800 N RIVER ST. | 1200-Z | Stormwater | Total PCBs | Total | 0.0952 | < | 0.0952 | ug/l | 2 | 2014-01-11 | tester: self
33503 | 9 | Cargill Incorporated – 800 N RIVER ST. | 1200-Z | Stormwater | Total PCBs | Total | 0.098 | < | 0.098 | ug/l | 3 | 2014-01-11 | tester: self
33502 | 9 | Cargill Incorporated – 800 N RIVER ST. | 1200-Z | Stormwater | Total PCBs | Total | 0.098 | < | 0.098 | ug/l | 4 | 2014-01-11 | tester: self
33564 | 9 | Cargill Incorporated – 800 N RIVER ST. | 1200-Z | Stormwater | Total PCBs | Total | 0.0943 | < | 0.0943 | ug/l | 6 | 2014-01-12 | tester: self
33539 | 9 | Cargill Incorporated – 800 N RIVER ST. | 1200-Z | Stormwater | Total PCBs | Total | 0.0952 | < | 0.0952 | ug/l | 5 | 2014-01-12 | tester: self
33508 | 9 | Cargill Incorporated – 800 N RIVER ST. | 1200-Z | Stormwater | Total PCBs | Total | 0.0971 | < | 0.0971 | ug/l | 7 | 2014-01-12 | tester: self
56542 | 17 | Cargill Incorporated – 800 N RIVER ST. | 1200-Z | Stormwater | Total PCBs (Aroclors) | Total | 0.0076 |  | 0.0076 | ug/l | 7 | 2016-02-26
56545 | 17 | Cargill Incorporated – 800 N RIVER ST. | 1200-Z | Stormwater | Total PCBs (Aroclors) | Total | 0.01 | < | 0.01 | ug/l | 2 | 2016-02-26
56547 | 17 | Cargill Incorporated – 800 N RIVER ST. | 1200-Z | Stormwater | Total PCBs (Aroclors) | Total | 0.0145 |  | 0.0145 | ug/l | 6 | 2016-02-26
56539 | 17 | Cargill Incorporated – 800 N RIVER ST. | 1200-Z | Stormwater | Total PCBs (Aroclors) | Total | 0.0024 | < | 0.0024 | ug/l | 5 | 2016-04-12
56541 | 17 | Cargill Incorporated – 800 N RIVER ST. | 1200-Z | Stormwater | Total PCBs (Aroclors) | Total | 0.0064 |  | 0.0064 | ug/l | 2 | 2016-04-12
56546 | 17 | Cargill Incorporated – 800 N RIVER ST. | 1200-Z | Stormwater | Total PCBs (Aroclors) | Total | 0.014 | < | 0.014 | ug/l | 6 | 2016-04-12
56548 | 17 | Cargill Incorporated – 800 N RIVER ST. | 1200-Z | Stormwater | Total PCBs (Aroclors) | Total | 0.017 | < | 0.017 | ug/l | 7 | 2016-04-12
56538 | 17 | Cargill Incorporated – 800 N RIVER ST. | 1200-Z | Stormwater | Total PCBs (Aroclors) | Total | 0.0022 |  | 0.0022 | ug/l | 6 | 2016-10-26
56540 | 17 | Cargill Incorporated – 800 N RIVER ST. | 1200-Z | Stormwater | Total PCBs (Aroclors) | Total | 0.0025 |  | 0.0025 | ug/l | 2 | 2016-10-26
56543 | 17 | Cargill Incorporated – 800 N RIVER ST. | 1200-Z | Stormwater | Total PCBs (Aroclors) | Total | 0.0084 |  | 0.0084 | ug/l | 5 | 2016-10-26
56544 | 17 | Cargill Incorporated – 800 N RIVER ST. | 1200-Z | Stormwater | Total PCBs (Aroclors) | Total | 0.0098 |  | 0.0098 | ug/l |  | 2016-10-26

## Glacier PCB data
|  | RecordID | DataFileID | Facility | Project | Medium | Analyte | FractionAnalyzed | Micrograms per liter | Result_LessOrGreaterThan | ResultValue | Units | SampleCollectionLocation | SampleCollectionDate | OtherNotes | DataQuality | ResultType
Year | Average | 7195 | 5 | Glacier Northwest – 1050 N River St. | Rank-Order Curve Graphs | Stormwater | Total PCBs (Aroclors) | Total | 0.021 | < | 0.021 | ug/l | WR-352 | 2011-10-28 | Data added to charts 3/25/15 |  | Calculated
2011 | 0.019187 | 7194 | 5 | Glacier Northwest – 1050 N River St. | Rank-Order Curve Graphs | Stormwater | Total PCBs (Aroclors) | Total | 0.03 | < | 0.03 | ug/l | WR-350 | 2011-10-28 | Data added to charts 3/25/15 |  | Calculated
2012 | 0.014791 | 7193 | 5 | Glacier Northwest – 1050 N River St. | Rank-Order Curve Graphs | Stormwater | Total PCBs (Aroclors) | Total | 0.061 | < | 0.061 | ug/l | WR-351 | 2011-10-28 | Data added to charts 3/25/15 |  | Calculated
2013 | 0.010933 | 7165 | 5 | Glacier Northwest – 1050 N River St. | Rank-Order Curve Graphs | Stormwater | Total PCBs (Aroclors) | Total | 0.00096 | < | 0.00096 | ug/l | WR-351 | 2011-11-16 | Data added to charts 3/25/15 |  | Calculated
2014 | 0.09 | 7164 | 5 | Glacier Northwest – 1050 N River St. | Rank-Order Curve Graphs | Stormwater | Total PCBs (Aroclors) | Total | 0.00096 | < | 0.00096 | ug/l | WR-352 | 2011-11-16 | Data added to charts 3/25/15 |  | Calculated
2015 | 0.099067 | 7163 | 5 | Glacier Northwest – 1050 N River St. | Rank-Order Curve Graphs | Stormwater | Total PCBs (Aroclors) | Total | 0.0012 | < | 0.0012 | ug/l | WR-350 | 2011-11-16 | Data added to charts 3/25/15 |  | Calculated
2016 | 0.043167 | 7081 | 5 | Glacier Northwest – 1050 N River St. | Rank-Order Curve Graphs | Stormwater | Total PCBs (Aroclors) | Total | 0.00096 | < | 0.00096 | ug/l | WR-351 | 2012-01-17 | Data added to charts 3/25/15 |  | Calculated
2017 | 0.0971 | 7080 | 5 | Glacier Northwest – 1050 N River St. | Rank-Order Curve Graphs | Stormwater | Total PCBs (Aroclors) | Total | 0.00096 | < | 0.00096 | ug/l | WR-352 | 2012-01-17 | Data added to charts 3/25/15 |  | Calculated
|  | 7079 | 5 | Glacier Northwest – 1050 N River St. | Rank-Order Curve Graphs | Stormwater | Total PCBs (Aroclors) | Total | 0.0011 | < | 0.0011 | ug/l | WR-350 | 2012-01-17 | Data added to charts 3/25/15 |  | Calculated
|  | 6890 | 5 | Glacier Northwest – 1050 N River St. | Rank-Order Curve Graphs | Stormwater | Total PCBs (Aroclors) | Total | 0.012 | < | 0.012 | ug/l | WR-351 | 2012-02-28 | Data added to charts 3/25/15 |  | Calculated
|  | 6889 | 5 | Glacier Northwest – 1050 N River St. | Rank-Order Curve Graphs | Stormwater | Total PCBs (Aroclors) | Total | 0.013 | < | 0.013 | ug/l | WR-352 | 2012-02-28 | Data added to charts 3/25/15 |  | Calculated
|  | 6888 | 5 | Glacier Northwest – 1050 N River St. | Rank-Order Curve Graphs | Stormwater | Total PCBs (Aroclors) | Total | 0.014 | < | 0.014 | ug/l | WR-350 | 2012-02-28 | Data added to charts 3/25/15 |  | Calculated
|  | 6493 | 5 | Glacier Northwest – 1050 N River St. | Rank-Order Curve Graphs | Stormwater | Total PCBs (Aroclors) | Total | 0.0021 | < | 0.0021 | ug/l | WR-352 | 2012-10-19 | Data added to charts 3/25/15 |  | Calculated
|  | 6489 | 5 | Glacier Northwest – 1050 N River St. | Rank-Order Curve Graphs | Stormwater | Total PCBs (Aroclors) | Total | 0.04 | < | 0.04 | ug/l | WR-351 | 2012-10-19 | Data added to charts 3/25/15 |  | Calculated
|  | 6488 | 5 | Glacier Northwest – 1050 N River St. | Rank-Order Curve Graphs | Stormwater | Total PCBs (Aroclors) | Total | 0.049 | < | 0.049 | ug/l | WR-350 | 2012-10-19 | Data added to charts 3/25/15 |  | Calculated
|  | 5284 | 5 | Glacier Northwest – 1050 N River St. | Rank-Order Curve Graphs | Stormwater | Total PCBs (Aroclors) | Total | 0.0069 | < | 0.0069 | ug/l | WR-350 | 2013-11-01 | Data added to charts 3/25/15 |  | Calculated
|  | 5283 | 5 | Glacier Northwest – 1050 N River St. | Rank-Order Curve Graphs | Stormwater | Total PCBs (Aroclors) | Total | 0.0079 | < | 0.0079 | ug/l | WR-352 | 2013-11-01 | Data added to charts 3/25/15 |  | Calculated
|  | 5282 | 5 | Glacier Northwest – 1050 N River St. | Rank-Order Curve Graphs | Stormwater | Total PCBs (Aroclors) | Total | 0.018 | < | 0.018 | ug/l | WR-351 | 2013-11-01 | Data added to charts 3/25/15 |  | Calculated
|  | 36051 | 10 | Glacier Northwest – 1050 N River St. | 1200-A | Stormwater | Total PCBs | Total | 0.09 | < | 9e-05 | mg/L | SW-1 | 2014-12-09 10:35
|  | 36052 | 10 | Glacier Northwest – 1050 N River St. | 1200-A | Stormwater | Total PCBs | Total | 0.102 | < | 0.000102 | mg/L | SW-1 | 2015-05-04 12:15
|  | 43221 | 12 | Glacier Northwest – 1050 N River St. | 1200-A | Stormwater | Total PCBs | Total | 0.0962 | < | 9.62e-05 | mg/L | SW-1 | 2015-11-17 10:45
|  | 43222 | 12 | Glacier Northwest – 1050 N River St. | 1200-A | Stormwater | Total PCBs | Total | 0.099 | < | 9.9e-05 | mg/L | SW-1 | 2015-11-24 11:10
|  | 67559 | 16 | Glacier Northwest – 1050 N River St. | Source Control Data | Stormwater | Total PCBs (Aroclors) | Total | 0.01 | < | 0.01 | ug/l | WR-350 | 2016-01-27
|  | 67561 | 16 | Glacier Northwest – 1050 N River St. | Source Control Data | Stormwater | Total PCBs (Aroclors) | Total | 0.01 | < | 0.01 | ug/l | WR-351 | 2016-01-27
|  | 67560 | 16 | Glacier Northwest – 1050 N River St. | Source Control Data | Stormwater | Total PCBs (Aroclors) | Total | 0.01 | < | 0.01 | ug/l | WR-350 | 2016-02-27
|  | 67562 | 16 | Glacier Northwest – 1050 N River St. | Source Control Data | Stormwater | Total PCBs (Aroclors) | Total | 0.01 | < | 0.01 | ug/l | WR-351 | 2016-02-27
|  | 43223 | 12 | Glacier Northwest – 1050 N River St. | 1200-A | Stormwater | Total PCBs | Total | 0.116 | < | 0.000116 | mg/L | SW-1 | 2016-06-03 11:45
|  | 47613 | 14 | Glacier Northwest – 1050 N River St. | 1200-A | Stormwater | Total PCBs | Total | 0.103 | < | 0.000103 | mg/L | SW-1 | 2016-11-02 11:30
|  | 47614 | 14 | Glacier Northwest – 1050 N River St. | 1200-A | Stormwater | Total PCBs | Total | 0.0971 | < | 9.71e-05 | mg/L | SW-1 | 2017-05-16 11:10
30

## UPRR PCB Data
|  | RecordID | DataFileID | Facility | Project | Medium | Analyte | FractionAnalyzed | Micrograms per liter | Result_LessOrGreaterThan | ResultValue | Units | SampleCollectionLocation | SampleCollectionDate | OtherNotes | DataQuality | ResultType
|  | 12161 | 5 | UPRR - Albina Yard – 1135 N KNOTT ST | Rank-Order Curve Graphs | Stormwater | Total PCBs | Total | 0.0176 |  | 0.0176 | ug/l | WR218 | Pre 2009 | Data from original version of charts; RI data |  | Calculated
year | average | 12130 | 5 | UPRR - Albina Yard – 1135 N KNOTT ST | Rank-Order Curve Graphs | Stormwater | Total PCBs | Total | 0.0217 |  | 0.0217 | ug/l | WR218 | Pre 2009 | Data from original version of charts; RI data |  | Calculated
Pre 2010 | 0.88306 | 11989 | 5 | UPRR - Albina Yard – 1135 N KNOTT ST | Rank-Order Curve Graphs | Stormwater | Total PCBs | Total | 0.0521 |  | 0.0521 | ug/l | WR218 | Pre 2009 | Data from original version of charts; RI data |  | Calculated
2010 | na | 11671 | 5 | UPRR - Albina Yard – 1135 N KNOTT ST | Rank-Order Curve Graphs | Stormwater | Total PCBs (Aroclors) | Total | 0.38 | < | 0.38 | ug/L |  | Pre 2009 | Data from original version of charts; COP dataset |  | Calculated
2011 | NA | 11684 | 5 | UPRR - Albina Yard – 1135 N KNOTT ST | Rank-Order Curve Graphs | Stormwater | Total PCBs (Aroclors) | Total | 0.38 | < | 0.38 | ug/L |  | Pre 2009 | Data from original version of charts; COP dataset |  | Calculated
2012 | 0.19 | 11683 | 5 | UPRR - Albina Yard – 1135 N KNOTT ST | Rank-Order Curve Graphs | Stormwater | Total PCBs (Aroclors) | Total | 0.38 | < | 0.38 | ug/L |  | Pre 2009 | Data from original version of charts; COP dataset |  | Calculated
2013 | 0.121 | 11682 | 5 | UPRR - Albina Yard – 1135 N KNOTT ST | Rank-Order Curve Graphs | Stormwater | Total PCBs (Aroclors) | Total | 0.38 | < | 0.38 | ug/L |  | Pre 2009 | Data from original version of charts; COP dataset |  | Calculated
2014 | 1.0633 | 11681 | 5 | UPRR - Albina Yard – 1135 N KNOTT ST | Rank-Order Curve Graphs | Stormwater | Total PCBs (Aroclors) | Total | 0.38 | < | 0.38 | ug/L |  | Pre 2009 | Data from original version of charts; COP dataset |  | Calculated
2015 | 0.26 | 11679 | 5 | UPRR - Albina Yard – 1135 N KNOTT ST | Rank-Order Curve Graphs | Stormwater | Total PCBs (Aroclors) | Total | 0.38 | < | 0.38 | ug/L |  | Pre 2009 | Data from original version of charts; COP dataset |  | Calculated
2016 | 0.68 | 11677 | 5 | UPRR - Albina Yard – 1135 N KNOTT ST | Rank-Order Curve Graphs | Stormwater | Total PCBs (Aroclors) | Total | 0.38 | < | 0.38 | ug/L |  | Pre 2009 | Data from original version of charts; COP dataset |  | Calculated
2017 | 0.55 | 11676 | 5 | UPRR - Albina Yard – 1135 N KNOTT ST | Rank-Order Curve Graphs | Stormwater | Total PCBs (Aroclors) | Total | 0.38 | < | 0.38 | ug/L |  | Pre 2009 | Data from original version of charts; COP dataset |  | Calculated
|  | 11675 | 5 | UPRR - Albina Yard – 1135 N KNOTT ST | Rank-Order Curve Graphs | Stormwater | Total PCBs (Aroclors) | Total | 0.38 | < | 0.38 | ug/L |  | Pre 2009 | Data from original version of charts; COP dataset |  | Calculated
|  | 11674 | 5 | UPRR - Albina Yard – 1135 N KNOTT ST | Rank-Order Curve Graphs | Stormwater | Total PCBs (Aroclors) | Total | 0.38 | < | 0.38 | ug/L |  | Pre 2009 | Data from original version of charts; COP dataset |  | Calculated
|  | 11672 | 5 | UPRR - Albina Yard – 1135 N KNOTT ST | Rank-Order Curve Graphs | Stormwater | Total PCBs (Aroclors) | Total | 0.38 | < | 0.38 | ug/L |  | Pre 2009 | Data from original version of charts; COP dataset |  | Calculated
|  | 11680 | 5 | UPRR - Albina Yard – 1135 N KNOTT ST | Rank-Order Curve Graphs | Stormwater | Total PCBs (Aroclors) | Total | 0.38 | < | 0.38 | ug/L |  | Pre 2009 | Data from original version of charts; COP dataset |  | Calculated
|  | 11670 | 5 | UPRR - Albina Yard – 1135 N KNOTT ST | Rank-Order Curve Graphs | Stormwater | Total PCBs (Aroclors) | Total | 0.38 | < | 0.38 | ug/L |  | Pre 2009 | Data from original version of charts; COP dataset |  | Calculated
|  | 11669 | 5 | UPRR - Albina Yard – 1135 N KNOTT ST | Rank-Order Curve Graphs | Stormwater | Total PCBs (Aroclors) | Total | 0.38 | < | 0.38 | ug/L |  | Pre 2009 | Data from original version of charts; COP dataset |  | Calculated
|  | 11668 | 5 | UPRR - Albina Yard – 1135 N KNOTT ST | Rank-Order Curve Graphs | Stormwater | Total PCBs (Aroclors) | Total | 0.38 | < | 0.38 | ug/L |  | Pre 2009 | Data from original version of charts; COP dataset |  | Calculated
|  | 11667 | 5 | UPRR - Albina Yard – 1135 N KNOTT ST | Rank-Order Curve Graphs | Stormwater | Total PCBs (Aroclors) | Total | 0.38 | < | 0.38 | ug/L |  | Pre 2009 | Data from original version of charts; COP dataset |  | Calculated
|  | 11666 | 5 | UPRR - Albina Yard – 1135 N KNOTT ST | Rank-Order Curve Graphs | Stormwater | Total PCBs (Aroclors) | Total | 0.38 | < | 0.38 | ug/L |  | Pre 2009 | Data from original version of charts; COP dataset |  | Calculated
|  | 11665 | 5 | UPRR - Albina Yard – 1135 N KNOTT ST | Rank-Order Curve Graphs | Stormwater | Total PCBs (Aroclors) | Total | 0.38 | < | 0.38 | ug/L |  | Pre 2009 | Data from original version of charts; COP dataset |  | Calculated
|  | 11664 | 5 | UPRR - Albina Yard – 1135 N KNOTT ST | Rank-Order Curve Graphs | Stormwater | Total PCBs (Aroclors) | Total | 0.38 | < | 0.38 | ug/L |  | Pre 2009 | Data from original version of charts; COP dataset |  | Calculated
|  | 11663 | 5 | UPRR - Albina Yard – 1135 N KNOTT ST | Rank-Order Curve Graphs | Stormwater | Total PCBs (Aroclors) | Total | 0.38 | < | 0.38 | ug/L |  | Pre 2009 | Data from original version of charts; COP dataset |  | Calculated
|  | 11662 | 5 | UPRR - Albina Yard – 1135 N KNOTT ST | Rank-Order Curve Graphs | Stormwater | Total PCBs (Aroclors) | Total | 0.38 | < | 0.38 | ug/L |  | Pre 2009 | Data from original version of charts; COP dataset |  | Calculated
|  | 11661 | 5 | UPRR - Albina Yard – 1135 N KNOTT ST | Rank-Order Curve Graphs | Stormwater | Total PCBs (Aroclors) | Total | 0.38 | < | 0.38 | ug/L |  | Pre 2009 | Data from original version of charts; COP dataset |  | Calculated
|  | 11660 | 5 | UPRR - Albina Yard – 1135 N KNOTT ST | Rank-Order Curve Graphs | Stormwater | Total PCBs (Aroclors) | Total | 0.38 | < | 0.38 | ug/L |  | Pre 2009 | Data from original version of charts; COP dataset |  | Calculated
|  | 11673 | 5 | UPRR - Albina Yard – 1135 N KNOTT ST | Rank-Order Curve Graphs | Stormwater | Total PCBs (Aroclors) | Total | 0.38 | < | 0.38 | ug/L |  | Pre 2009 | Data from original version of charts; COP dataset |  | Calculated
|  | 11678 | 5 | UPRR - Albina Yard – 1135 N KNOTT ST | Rank-Order Curve Graphs | Stormwater | Total PCBs (Aroclors) | Total | 0.38 | < | 0.38 | ug/L |  | Pre 2009 | Data from original version of charts; COP dataset |  | Calculated
|  | 11685 | 5 | UPRR - Albina Yard – 1135 N KNOTT ST | Rank-Order Curve Graphs | Stormwater | Total PCBs (Aroclors) | Total | 0.38 | < | 0.38 | ug/L |  | Pre 2009 | Data from original version of charts; COP dataset |  | Calculated
|  | 11249 | 5 | UPRR - Albina Yard – 1135 N KNOTT ST | Rank-Order Curve Graphs | Stormwater | Total PCBs (Aroclors) | Total | 2 | < | 2 | ug/L |  | Pre 2009 | Data from original version of charts; COP dataset |  | Calculated
|  | 11242 | 5 | UPRR - Albina Yard – 1135 N KNOTT ST | Rank-Order Curve Graphs | Stormwater | Total PCBs (Aroclors) | Total | 2 | < | 2 | ug/L |  | Pre 2009 | Data from original version of charts; COP dataset |  | Calculated
|  | 11241 | 5 | UPRR - Albina Yard – 1135 N KNOTT ST | Rank-Order Curve Graphs | Stormwater | Total PCBs (Aroclors) | Total | 2 | < | 2 | ug/L |  | Pre 2009 | Data from original version of charts; COP dataset |  | Calculated
|  | 11240 | 5 | UPRR - Albina Yard – 1135 N KNOTT ST | Rank-Order Curve Graphs | Stormwater | Total PCBs (Aroclors) | Total | 2 | < | 2 | ug/L |  | Pre 2009 | Data from original version of charts; COP dataset |  | Calculated
|  | 11239 | 5 | UPRR - Albina Yard – 1135 N KNOTT ST | Rank-Order Curve Graphs | Stormwater | Total PCBs (Aroclors) | Total | 2 | < | 2 | ug/L |  | Pre 2009 | Data from original version of charts; COP dataset |  | Calculated
|  | 11247 | 5 | UPRR - Albina Yard – 1135 N KNOTT ST | Rank-Order Curve Graphs | Stormwater | Total PCBs (Aroclors) | Total | 2 | < | 2 | ug/L |  | Pre 2009 | Data from original version of charts; COP dataset |  | Calculated
|  | 11244 | 5 | UPRR - Albina Yard – 1135 N KNOTT ST | Rank-Order Curve Graphs | Stormwater | Total PCBs (Aroclors) | Total | 2 | < | 2 | ug/L |  | Pre 2009 | Data from original version of charts; COP dataset |  | Calculated
|  | 11246 | 5 | UPRR - Albina Yard – 1135 N KNOTT ST | Rank-Order Curve Graphs | Stormwater | Total PCBs (Aroclors) | Total | 2 | < | 2 | ug/L |  | Pre 2009 | Data from original version of charts; COP dataset |  | Calculated
|  | 11248 | 5 | UPRR - Albina Yard – 1135 N KNOTT ST | Rank-Order Curve Graphs | Stormwater | Total PCBs (Aroclors) | Total | 2 | < | 2 | ug/L |  | Pre 2009 | Data from original version of charts; COP dataset |  | Calculated
|  | 11243 | 5 | UPRR - Albina Yard – 1135 N KNOTT ST | Rank-Order Curve Graphs | Stormwater | Total PCBs (Aroclors) | Total | 2 | < | 2 | ug/L |  | Pre 2009 | Data from original version of charts; COP dataset |  | Calculated
|  | 11250 | 5 | UPRR - Albina Yard – 1135 N KNOTT ST | Rank-Order Curve Graphs | Stormwater | Total PCBs (Aroclors) | Total | 2 | < | 2 | ug/L |  | Pre 2009 | Data from original version of charts; COP dataset |  | Calculated
|  | 11245 | 5 | UPRR - Albina Yard – 1135 N KNOTT ST | Rank-Order Curve Graphs | Stormwater | Total PCBs (Aroclors) | Total | 2 | < | 2 | ug/L |  | Pre 2009 | Data from original version of charts; COP dataset |  | Calculated
|  | 11237 | 5 | UPRR - Albina Yard – 1135 N KNOTT ST | Rank-Order Curve Graphs | Stormwater | Total PCBs (Aroclors) | Total | 2 | < | 2 | ug/L |  | Pre 2009 | Data from original version of charts; COP dataset |  | Calculated
|  | 11238 | 5 | UPRR - Albina Yard – 1135 N KNOTT ST | Rank-Order Curve Graphs | Stormwater | Total PCBs (Aroclors) | Total | 2 | < | 2 | ug/L |  | Pre 2009 | Data from original version of charts; COP dataset |  | Calculated
|  | 21957 | 7 | UPRR - Albina Yard – 1135 N KNOTT ST | 1200-Z | Stormwater | Total PCBs | Total | 0.19 | < | 0.19 | ug/l | 2 | 2012-10-31 | tester: self
|  | 21956 | 7 | UPRR - Albina Yard – 1135 N KNOTT ST | 1200-Z | Stormwater | Total PCBs | Total | 0.19 | < | 0.19 | ug/l | 3 | 2012-10-31 | tester: self
|  | 20781 | 7 | UPRR - Albina Yard – 1135 N KNOTT ST | 1200-Z | Stormwater | Total PCBs | Total | 0.19 | < | 0.19 | ug/l | 2 | 2012-11-19 | tester: self
|  | 20780 | 7 | UPRR - Albina Yard – 1135 N KNOTT ST | 1200-Z | Stormwater | Total PCBs | Total | 0.19 | < | 0.19 | ug/l | 3 | 2012-11-19 | tester: self
|  | 17642 | 7 | UPRR - Albina Yard – 1135 N KNOTT ST | 1200-Z | Stormwater | Total PCBs | Total | 0.19 | < | 0.19 | ug/l | 2 | 2013-01-29 | tester: self
|  | 17641 | 7 | UPRR - Albina Yard – 1135 N KNOTT ST | 1200-Z | Stormwater | Total PCBs | Total | 0.19 | < | 0.19 | ug/l | 3 | 2013-01-29 | tester: self
|  | 33579 | 9 | UPRR - Albina Yard – 1135 N KNOTT ST | 1200-Z | Stormwater | Total PCBs | Total | 0.051 | < | 0.051 | ug/l | 3 | 2013-11-07 | tester: self
|  | 33577 | 9 | UPRR - Albina Yard – 1135 N KNOTT ST | 1200-Z | Stormwater | Total PCBs | Total | 0.053 | < | 0.053 | ug/l | 2 | 2013-11-07 | tester: self
|  | 33582 | 9 | UPRR - Albina Yard – 1135 N KNOTT ST | 1200-Z | Stormwater | Total PCBs | Total | 0.051 | < | 0.051 | ug/l | 2 | 2014-01-08 | tester: self
|  | 33583 | 9 | UPRR - Albina Yard – 1135 N KNOTT ST | 1200-Z | Stormwater | Total PCBs | Total | 0.051 | < | 0.051 | ug/l | 3 | 2014-01-08 | tester: self
|  | 42343 | 11 | UPRR - Albina Yard – 1135 N KNOTT ST | 1200-Z | Stormwater | Total PCBs | Total | 0.051 | < | 5.1e-05 | mg/L | 02 | 2014-10-22 12:20
|  | 42345 | 11 | UPRR - Albina Yard – 1135 N KNOTT ST | 1200-Z | Stormwater | Total PCBs | Total | 4.1 |  | 0.0041 | mg/L | 03 | 2014-10-22 12:45
|  | 42344 | 11 | UPRR - Albina Yard – 1135 N KNOTT ST | 1200-Z | Stormwater | Total PCBs | Total | 0.05 | < | 5e-05 | mg/L | 02 | 2015-02-09 10:00
|  | 42346 | 11 | UPRR - Albina Yard – 1135 N KNOTT ST | 1200-Z | Stormwater | Total PCBs | Total | 0.05 | < | 5e-05 | mg/L | 03 | 2015-02-09 10:30
|  | 46506 | 13 | UPRR - Albina Yard – 1135 N KNOTT ST | 1200-Z | Stormwater | Total PCBs | Total | 0.47 | < | 0.00047 | mg/L | 03 | 2015-12-03 13:24
|  | 46504 | 13 | UPRR - Albina Yard – 1135 N KNOTT ST | 1200-Z | Stormwater | Total PCBs | Total | 0.47 | < | 0.00047 | mg/L | 02 | 2015-12-03 13:25
|  | 46505 | 13 | UPRR - Albina Yard – 1135 N KNOTT ST | 1200-Z | Stormwater | Total PCBs | Total | 0.53 | < | 0.00053 | mg/L | 02 | 2016-02-12 12:43
|  | 46507 | 13 | UPRR - Albina Yard – 1135 N KNOTT ST | 1200-Z | Stormwater | Total PCBs | Total | 0.52 | < | 0.00052 | mg/L | 03 | 2016-02-12 13:13
|  | 102843 | 15 | UPRR - Albina Yard – 1135 N KNOTT ST | 1200-Z | Stormwater | Total PCBs | Total | 1 | < | 0.001 | mg/L |  | 2016-11-23 11:25
|  | 102846 | 15 | UPRR - Albina Yard – 1135 N KNOTT ST | 1200-Z | Stormwater | Total PCBs | Total | 1 | < | 0.001 | mg/L | 03 | 2016-11-23 11:55
|  | 102844 | 15 | UPRR - Albina Yard – 1135 N KNOTT ST | 1200-Z | Stormwater | Total PCBs | Total | 0.51 | < | 0.00051 | mg/L |  | 2016-12-27 12:03
|  | 102847 | 15 | UPRR - Albina Yard – 1135 N KNOTT ST | 1200-Z | Stormwater | Total PCBs | Total | 0.52 | < | 0.00052 | mg/L | 03 | 2016-12-27 12:41
|  | 102845 | 15 | UPRR - Albina Yard – 1135 N KNOTT ST | 1200-Z | Stormwater | Total PCBs | Total | 0.59 | < | 0.00059 | mg/L |  | 2017-03-07 13:25
|  | 102848 | 15 | UPRR - Albina Yard – 1135 N KNOTT ST | 1200-Z | Stormwater | Total PCBs | Total | 0.51 | < | 0.00051 | mg/L | 03 | 2017-03-07 13:43